## Sheet1
Request_No | Year | Source ID | CHAR05 | Client Region | Client Region | One View Number | Description | Description | JSON String | Description | Planned Start Date | Planned End Date | Date in Format YYYYMMDD in 8 Characters | CHAR05 | Description | Description | Description | Description | Amount | Amount | Character Field Length = 10 | Description | Project number | Character Length 1 | JSON String | Planned Start Date | Planned End Date | Date in Format YYYYMMDD in 8 Characters | Date in Format YYYYMMDD in 8 Characters | Appropriation request | Description
20002515 | 2023 | CIP2023 | No | Energy | KwaZulu-Natal | 22460X | Ridgeside Absa Regional Office | Grey water recovery system | This initiative was reallocated to fund the shortfall on the Solar PV Project | Engineering: Corporate | 2023-04-27 | 2023-08-31 | 2023-11-30 | CAPEX | PR/1 | PR/1/03 | CORP - Energy |  | 0 | 2500000 | REUSE
23000001 | 2023 | CIP2023 | No | Energy | National | Various | Various Sites | Install grid-tied rooftop solar PV syste | Install grid-tied rooftop solar PV system (x10) | Engineering: Retail | 2023-03-20 | 2023-09-30 | 2023-11-30 | CAPEX | PR/2 | PR/2/03 | RETAIL - Energy |  | 15000000 | 15000000 | TAKEON
23000002 | 2023 | CIP2023 | Yes | National | National | Various | Various Sites | LED lights turned Yellow - require repla | LED lights turned Yellow - require replacement retail sites (x103 Sites) | Engineering: Retail | 2023-02-06 | 2023-09-22 | 2023-11-30 | CAPEX | PR/2 | PR/2/04 | RETAIL - Electrical |  | 12059540 | 12059540 | TAKEON
23000003 | 2023 | CIP2023 | Yes | National | National | Various | Various Sites | LED lights turned Yellow - require repla | LED lights turned Yellow - require replacement Corporate Sites (x9 Sites) | Engineering: Corporate | 2023-02-06 | 2023-09-22 | 2023-11-30 | CAPEX | PR/1 | PR/1/04 | CORP - Electrical |  | 7971100 | 7971100 | TAKEON
23000004 | 2023 | CIP2023 | Yes | Region 1 | Gauteng South | 21526X | Absa Towers West | ATW lifts ports replacements on 27 X lif | ATW lifts ports replacements on 27 X lifts - Phase 2. (Block A, B and C) | Engineering: Corporate | 2023-05-20 | 2023-07-15 | 2023-10-31 | CAPEX | PR/1 | PR/1/05 | CORP - Mechanical |  | 7500000 | 7500000 | TAKEON
23000005 | 2023 | CIP2023 | No | National | Various | Various | Various Sites | National Corporate allowance for the use | National Corporate allowance for the use of Building Compliance(Phase 3) | BAU FM Work | 2023-03-20 | 2023-08-20 | 2023-10-31 | CAPEX | PR/8 | PR/8/05 | Corp BAU - Compliance |  | 7000000 | 7000000 | TAKEON
23000006 | 2023 | CIP2023 | Yes | Region 1 | Gauteng South | 70656X | Alice lane North | CRAC Units (Transfer from Capital Projec | CRAC Units (Transfer from Capital Projects) | Engineering: Corporate | 2023-03-01 | 2023-08-15 | 2023-11-30 | CAPEX | PR/1 | PR/1/05 | CORP - Mechanical |  | 7000000 | 7000000 | TAKEON
23000007 | 2023 | CIP2023 | No | Energy | National | Various | Various Sites | Smart water/electricity meter installati | Smart water/electricity meter installations (x136 Sites) | Engineering: Retail | 2023-02-20 | 2023-08-25 | 2023-10-31 | CAPEX | PR/2 | PR/2/03 | RETAIL - Energy |  | 6928506.46 | 6928506.46 | TAKEON
23000008 | 2023 | CIP2023 | Yes | Region 1 | Gauteng South | 21334X | Meadowdale | Replacement of 86 Air-Conditioning Unit | Replacement of 86 Air-Conditioning Units | Engineering: Corporate | 2023-06-20 | 2023-08-30 | 2023-11-30 | CAPEX | PR/1 | PR/1/05 | CORP - Mechanical |  | 6000000 | 6000000 | TAKEON
23000009 | 2023 | CIP2023 | Yes | Region 1 | Gauteng South | 70656X | Alice lane North | BMS Installations (Transfer from Capital | BMS Installations (Transfer from Capital Projects) | Engineering: Corporate | 2023-03-01 | 2023-08-15 | 2023-11-30 | CAPEX | PR/1 | PR/1/09 | CORP - BMS and EMS Systems |  | 6000000 | 6000000 | TAKEON
23000010 | 2023 | CIP2023 | Yes | Region 1 | Gauteng South | 21526X | Absa Towers West | HVAC - Upgrade of the Ricard diffuser MC | HVAC - Upgrade of the Ricard diffuser MCUs from analogue to digital - the current MCUs are obsolete | Engineering: Corporate | 2023-04-20 | 2023-06-15 | 2023-08-31 | CAPEX | PR/1 | PR/1/05 | CORP - Mechanical |  | 6000000 | 6000000 | TAKEON
23000011 | 2023 | CIP2023 | No | Region 1 | Gauteng South | 21526X | Absa Towers West | BMS system upgrade | BMS system upgrade | Engineering: Corporate | 2023-06-20 | 2023-08-15 | 2023-10-31 | CAPEX | PR/1 | PR/1/09 | CORP - BMS and EMS Systems |  | 5950050.5 | 5950050.5 | TAKEON
23000012 | 2023 | OPEX | Yes | Region 1 | Gauteng South | 21526X | Absa Towers West | Waterproofing reinforcement of the entir | Waterproofing reinforcement of the entire concrete balconies, drain channels block A and B, roof with damaged tile sealant and area around lift motor room | Waterproofing | 2023-06-01 | 2023-08-31 | 2023-11-30 | OPEX | 200 | 200 | CORP - Waterproofing |  | 3650000 | 3650000 | TAKEON
23000013 | 2023 | CIP2023 | No | Energy | Gauteng South | 76849X | Absa Call Centre Auckland Park | Replacement of existing lights with LED | Replacement of existing lights with LED | Engineering: Corporate | 2023-02-27 | 2023-04-30 | 2023-06-30 | CAPEX | PR/1 | PR/1/03 | CORP - Energy |  | 3448859.29 | 3448859.29 | TAKEON
23000014 | 2023 | CIP2023 | Yes | National | Various | Various | Various Sites | National project for EOL items | National project for EOL items | Engineering: Retail | 2023-02-28 | 2023-04-28 | 2023-08-31 | CAPEX | PR/2 | PR/2/05 | RETAIL - Mechanical |  | 3216800 | 3216800 | TAKEON
23000015 | 2023 | CIP2023 | Yes | Region 1 | Gauteng South | 77381X | Absa Towers North | HVAC - Replace obsolete various FCU driv | HVAC - Replace obsolete various FCU drive motors and fans; upgrade under sized fresh air heater banks and replace end of life FCUs from all lift motor rooms. | Engineering: Corporate | 2023-04-30 | 2023-06-25 | 2023-08-31 | CAPEX | PR/1 | PR/1/05 | CORP - Mechanical |  | 3100000 | 3100000 | TAKEON
23000016 | 2023 | OPEX | No | Energy | National | Various | Various Sites | Purchasing carbon offsets | Purchasing carbon offsets | Engineering: Corporate | 2023-04-24 | 2023-06-30 | 2023-08-31 | OPEX | PR/1 | PR/1/03 | CORP - Energy |  | 3000000 | 3000000 | TAKEON
23000017 | 2023 | OPEX | No | Region 3 | KwaZulu-Natal | 22460X | Ridgeside ABSA RHO | Painting of building internal and extern | Painting of building internal and external to include Replacement of wallpaper and the covering of print stations and meeting hubs. | Fabric : Corporate | 2023-03-13 | 2023-05-19 | 2023-07-31 | OPEX | PR/3 | PR/3/05 | CORP - FABRIC - Other |  | 2800000 | 2800000 | TAKEON
23000018 | 2023 | CIP2023 | No | Region 1 | Gauteng South | 77381X | Absa Towers North | Damaged raised flooring on 3rd & 4th flo | Damaged raised flooring on 3rd & 4th floor call centre (Implementation) | Engineering: Corporate | 2023-04-20 | 2023-06-15 | 2023-08-31 | CAPEX | PR/1 | PR/1/02 | CORP - Engineering and Infrastructure |  | 2506250 | 2506250 | TAKEON
23000019 | 2023 | OPEX | No | National | Various | Various | Various Sites | Hygiene Survey's | Hygiene Survey's | BAU FM Work | 2023-03-01 | 2023-08-20 | 2023-10-31 | OPEX | PR/8 | PR/8/05 | Corp BAU - Compliance |  | 1000000 | 1000000 | TAKEON
23000020 | 2023 | CIP2023 | No | Energy | KwaZulu-Natal | 22460X | Ridgeside Absa Regional Office | Grey water recovery system | Grey water recovery system | Engineering: Corporate | 2023-04-27 | 2023-08-31 | 2023-11-30 | CAPEX | PR/1 | PR/1/03 | CORP - Energy |  | 2500000 | 0 | TAKEON
23000021 | 2023 | CIP2023 | Yes | National | Various | Various | Various Sites | National project for EOL items | National project for EOL items | Engineering: Retail | 2023-02-28 | 2023-04-28 | 2023-08-31 | CAPEX | PR/2 | PR/2/05 | RETAIL - Mechanical |  | 2249800 | 2249800 | TAKEON
23000022 | 2023 | CIP2023 | Yes | National | Various | Various | Various Sites | National project for EOL items | National project for EOL items | Engineering: Corporate | 2023-02-28 | 2023-04-28 | 2023-08-31 | CAPEX | PR/1 | PR/1/05 | CORP - Mechanical |  | 2135000 | 2135000 | TAKEON
23000023 | 2023 | UNKNOWN | No | Region 3 | Mpumalanga | 0 | Absa Nelspruit Plaza | Consolidation of the 2nd floor to 1st fl | Consolidation of the 2nd floor to 1st floor | Freehold Upgrade | 2023-02-27 | 2023-03-31 | 2023-06-30 | OPEX | Free | Freehold Upgrade | Freehold Upgrade |  | 2041950 | 2041950 | TAKEON
23000024 | 2023 | CIP2023 | No | National | Various | Various | Various Sites | National allowance for the use of Ergono | National allowance for the use of Ergonomist | Fabric : Corporate | 2023-02-01 | 2023-08-30 | 2023-11-30 | CAPEX | PR/3 | PR/3/11 | CORP - FABRIC - Ergonomist Group OHS |  | 2000000 | 2000000 | TAKEON
23000025 | 2023 | CIP2023 | Yes | Region 2 | Western Cape | 36225X | Bridge Park Bridgeway Century City | Creation of large meeting Room - 20 Seat | Creation of large meeting Room - 20 Seater VC room | Fabric : Corporate | 2023-05-15 | 2023-07-15 | 2023-10-31 | CAPEX | PR/3 | PR/3/05 | CORP - FABRIC - Other |  | 2000000 | 2000000 | TAKEON |  |  |  |  | 2023-06-19 | 2023-07-28 | 2023-10-31 | 2023-10-31 | 610003138
23000026 | 2023 | CIP2023 | No | Region 1 | Gauteng South | 78451X | 8 Top Road | Shading net replacement & repainting of | Shading net replacement & repainting of Structures / Installation of carports | Fabric : Corporate | 2023-04-20 | 2023-06-15 | 2023-08-31 | CAPEX | PR/3 | PR/3/05 | CORP - Fabric - Other |  | 2000000 | 2000000 | TAKEON
23000027 | 2023 | CIP2023 | No | Region 3 | Free State | 79056X | Absa Odendaalsrus | Minor branch refresh Replacement of chai | Minor branch refresh Replacement of chairs | Fabric: Retail | 2023-04-06 | 2023-04-22 | 2023-07-31 | CAPEX | PR/3 | PR/3/13 | RETAIL - Fabric - Other |  | 1700000 | 1700000 | TAKEON
23000028 | 2023 | CIP2023 | No | Region 1 | Gauteng South | 77381X | Absa Towers North | Remedial for raised floor - 2 Floors | Remedial for raised floor - 2 Floors | Engineering: Corporate | 2023-04-20 | 2023-06-15 | 2023-08-31 | CAPEX | PR/1 | PR/1/02 | CORP - Engineering and Infrastructure |  | 1500000 | 1500000 | TAKEON
23000029 | 2023 | CIP2023 | No | Region 1 | Gauteng South | 77381X | Absa Towers North | Replacement of the carpets on the raised | Replacement of the carpets on the raised floor | Fabric : Corporate | 2023-04-20 | 2023-06-15 | 2023-08-31 | CAPEX | PR/3 | PR/3/03 | CORP - Fabric - Carpets and floors |  | 1500000 | 0 | TAKEON
23000030 | 2023 | CIP2023 | No | Region 1 | Gauteng South | 76384X | Absa Boksburg | HVAC: Replace Daikin Heat pump VRF syste | HVAC: Replace Daikin Heat pump VRF system (incorrect spec installed) with Heat Recovery VRF system | Engineering: Retail | 2023-06-20 | 2023-08-15 | 2023-10-31 | CAPEX | PR/2 | PR/2/05 | RETAIL - Mechanical |  | 1500000 | 1500000 | TAKEON
23000031 | 2023 | CIP2023 | Yes | Region 2 | Eastern Cape | Various | Various Sites | Budget for RBB Shortfall on various site | Budget for RBB Shortfall on various sites based on 2022 allocation as requested by RBB 40% | Fabric: Retail | 2023-06-01 | 2023-08-15 | 2023-10-31 | CAPEX | PR/3 | PR/3/13 | RETAIL - Fabric - Other |  | 1233298.4 | 1233298.4 | TAKEON |  |  |  |  | 2023-06-01 | 2023-08-15 | 2023-10-31 | 2023-10-31 | 610003115
23000032 | 2023 | CIP2023 | Yes | Region 2 | Eastern Cape | Various | Various Sites | Budget for RBB Shortfall on various site | Budget for RBB Shortfall on various sites based on 2022 allocation as requested by RBB 40% | Fabric: Retail | 2023-09-01 | 2023-11-15 | 2023-12-31 | CAPEX | PR/3 | PR/3/13 | RETAIL - Fabric - Other |  | 1233298.4 | 1233298.4 | TAKEON |  |  |  |  | 2023-09-01 | 2023-11-15 | 2024-01-31 | 2023-12-31 | 610003122
23000033 | 2023 | OPEX | No | Energy | Gauteng South | 21526X | Absa Towers West | Green Star SA Rating | Green Star SA Rating | Engineering: Corporate | 2023-03-01 | 2023-08-31 | 2023-10-31 | OPEX | PR/1 | PR/1/03 | CORP - Energy |  | 1207500.92 | 1207500.92 | TAKEON
23000034 | 2023 | CIP2023 | No | National | Various | Various | Various Sites | Bulk UPS Battery replacements | Bulk UPS Battery replacements | Engineering: Corporate | 2023-02-01 | 2023-08-30 | 2023-11-30 | CAPEX | PR/1 | PR/1/04 | CORP - Electrical |  | 1200000 | 1200000 | TAKEON
23000035 | 2023 | UNKNOWN | No | Region 3 | Free State | 78481X | Viljoenskroon | Cosmetic upgrade -Remove wallpaper and p | Cosmetic upgrade -Remove wallpaper and paint entire branch. Replace blinds in offices. Remove wall paper and paint walls in banking hall. Internal signage and ceiling to be included. Tiles in Banking hall to be evaluated . LED lights | Fabric: Retail | 2023-04-03 | 2023-05-01 | 2023-07-31 | CAPEX | PR/3 | PR/3/13 | RETAIL - Fabric - Other |  | 1150000 | 1150000 | TAKEON
23000036 | 2023 | CIP2023 | No | National | Various | Various | Various Sites | Small FM Items- Vinyl's, Decals, etc - B | Small FM Items- Vinyl's, Decals, etc - BULK PO | Fabric: Retail | 2023-03-01 | 2023-08-30 | 2023-11-30 | OPEX | PR/3 | PR/3/13 | RETAIL - Fabric - Other |  | 1150000 | 1150000 | TAKEON
23000037 | 2023 | CIP2023 | No | Energy | Gauteng North | 77315X | Quagga Centre | Replacement of existing lighting with LE | Replacement of existing lighting with LED | Engineering: Retail | 2023-02-27 | 2023-08-31 | 2023-10-31 | CAPEX | PR/2 | PR/2/03 | RETAIL - Energy |  | 1103751.53 | 1103751.53 | TAKEON
23000038 | 2023 | CIP2023 | No | Region 1 | Gauteng South | 21869X | Mall@Carnival | MW- Replace carpet, chairs, tiles & queu | MW- Replace carpet, chairs, tiles & queue rails, repaint branch, replace evac door with keyless. | Fabric: Retail | 2023-06-01 | 2023-07-15 | 2023-09-30 | CAPEX | PR/3 | PR/3/13 | RETAIL - Fabric - Other |  | 1075000 | 1075000 | TAKEON
23000039 | 2023 | OPEX | No | National | Various | Various | Various Sites | National Corporate allowance for the use | National Corporate allowance for the use of OHS (Opex) | BAU FM Work | 2023-02-20 | 2023-08-20 | 2023-10-31 | OPEX | PR/8 | PR/8/05 | Corp BAU - Compliance |  | 2000000 | 2000000 | TAKEON
23000040 | 2023 | CIP2023 | No | Region 1 | Gauteng South | Various | Various Sites | Audio & Visual | Audio & Visual | Fabric : Corporate | 2023-02-01 | 2023-09-15 | 2023-11-30 | CAPEX | PR/3 | PR/3/09 | CORP - Fabric - Audio Visual |  | 1000000 | 1000000 | TAKEON
23000041 | 2023 | CIP2023 | Yes | National | Various | Various | Various Sites | National allowance for the purchase/inst | National allowance for the purchase/installation of white goods | BAU FM Work | 2023-05-01 | 2023-05-31 | 2023-08-31 | CAPEX | PR/8 | PR/8/06 | BAU FM - White Goods |  | 1000000 | 1000000 | TAKEON
23000042 | 2023 | CIP2023 | No | National | Various | Various | Various Sites | Adhoc requests | Adhoc requests | Engineering: Corporate | 2023-03-01 | 2023-08-30 | 2023-11-30 | CAPEX | PR/1 | PR/1/04 | CORP - Electrical |  | 1000000 | 1000000 | TAKEON
23000043 | 2023 | CIP2023 | Yes | Region 1 | Gauteng South | 35041X | Alice lane South | Refurbishment of deck | Refurbishment of deck | Fabric : Corporate | 2023-06-01 | 2023-07-15 | 2023-09-30 | CAPEX | PR/3 | PR/3/05 | CORP - Fabric - Other |  | 1000000 | 1000000 | TAKEON
23000044 | 2023 | CIP2023 | Yes | Region 1 | Gauteng South | 70656X | Alice lane North | Variable Speed Drives | Variable Speed Drives | Engineering: Corporate | 2023-06-01 | 2023-07-15 | 2023-09-30 | CAPEX | PR/1 | PR/1/05 | CORP - Mechanical |  | 1000000 | 1000000 | TAKEON
23000045 | 2023 | CIP2023 | No | Energy | Western Cape | 77722X | Absa Vredenburg | Replacement of existing lighting with LE | Replacement of existing lighting with LED | Engineering: Retail | 2023-02-27 | 2023-08-31 | 2023-10-31 | CAPEX | PR/2 | PR/2/03 | RETAIL - Energy |  | 1000000 | 1000000 | TAKEON
23000046 | 2023 | CIP2023 | No | Energy | Gauteng South | 21526X | Absa Towers West | Fuel cell technology POC | Fuel cell technology POC | Engineering: Corporate | 2023-04-24 | 2023-08-30 | 2023-11-30 | CAPEX | PR/1 | PR/1/03 | CORP - Energy |  | 1000000 | 1000000 | TAKEON
23000047 | 2023 | CIP2023 | Yes | Region 1 | Gauteng South | 21526X | Absa Towers West | Replace 7th & 8th floor carpets | Replace 7th & 8th floor carpets | Fabric : Corporate | 2023-05-01 | 2023-06-30 | 2023-09-30 | CAPEX | PR/3 | PR/3/03 | CORP - Fabric - Carpets and floors |  | 1000000 | 1000000 | TAKEON
23000048 | 2023 | CIP2023 | Yes | Region 3 | KwaZulu-Natal | 78005X | Kokstad | Replace HVAC Systems, including fresh-ai | Replace HVAC Systems, including fresh-air and extraction | Engineering: Retail | 2023-04-17 | 2023-05-17 | 2023-07-31 | CAPEX | PR/2 | PR/2/05 | RETAIL - Mechanical |  | 900000 | 900000 | TAKEON
23000049 | 2023 | CIP2023 | No | Region 2 | Eastern Cape | 77747X | Absa Mossel Bay | Hydroboil, banking hall & ATM area tiles | Hydroboil, banking hall & ATM area tiles, revamp ablutions and kitchens on both floors | Fabric: Retail | 2023-09-01 | 2023-10-30 | 2023-12-31 | CAPEX | PR/3 | PR/3/13 | RETAIL - Fabric - Other |  | 900000 | 900000 | TAKEON |  |  |  |  | 2023-09-01 | 2023-10-30 | 2024-01-31 | 2023-12-31 | 610003118
23000050 | 2023 | CIP2023 | No | Region 1 | Gauteng South | 21335X | 270 Republic Road | Re-tarring of the road by the entrance o | Re-tarring of the road by the entrance of the building . (Paraplegic Parking to stop sign) | Fabric : Corporate | 2023-07-15 | 2023-09-10 | 2023-11-30 | CAPEX | PR/3 | PR/3/05 | CORP - Fabric - Other |  | 876090.6 | 876090.6 | TAKEON
23000051 | 2023 | CIP2023 | No | Energy | Mpumalanga | 0 | Absa Square Nelspuit | Replacement of existing lighting with LE | Replacement of existing lighting with LED | Engineering: Corporate | 2023-02-27 | 2023-06-30 | 2023-09-30 | CAPEX | PR/1 | PR/1/03 | CORP - Energy |  | 874138.73 | 874138.73 | TAKEON
23000052 | 2023 | CIP2023 | No | Energy | Gauteng North | 76637X | Festival Mall | Replacement of existing lighting with LE | Replacement of existing lighting with LED | Engineering: Retail | 2023-02-27 | 2023-08-31 | 2023-10-31 | CAPEX | PR/2 | PR/2/03 | RETAIL - Energy |  | 858159.94 | 858159.94 | TAKEON
23000053 | 2023 | CIP2023 | No | Energy | Gauteng South | 21843X | ALS Podium | Replacement of existing lighting with LE | Replacement of existing lighting with LED | Engineering: Corporate | 2023-02-27 | 2023-08-31 | 2023-10-31 | CAPEX | PR/1 | PR/1/03 | CORP - Energy |  | 817669.02 | 817669.02 | TAKEON
23000054 | 2023 | CIP2023 | No | National | Various | Various | Various Sites | Catering - OE Smalls Top up provision | Catering - OE Smalls Top up provision | BAU FM Work | 2023-05-16 | 2023-05-31 | 2023-08-31 | CAPEX | PR/8 | PR/8/04 | CORP - BAU Catering |  | 812375 | 812375 | TAKEON
23000055 | 2023 | CIP2023 | Yes | Region 3 | KwaZulu-Natal | 77691X | Scottburgh | Replace HVAC Systems, including fresh-ai | Replace HVAC Systems, including fresh-air and extraction | Engineering: Retail | 2023-03-06 | 2023-04-06 | 2023-07-31 | CAPEX | PR/2 | PR/2/05 | RETAIL - Mechanical |  | 800000 | 800000 | TAKEON
23000056 | 2023 | UNKNOWN | No | Region 1 | Gauteng South | 76610X | Primrose Mall | Install Generator | Install Generator | Engineering: Retail | 2023-05-15 | 2023-06-15 | 2023-08-31 | CAPEX | PR/2 | PR/2/04 | RETAIL - Electrical |  | 800000 | 800000 | TAKEON
23000057 | 2023 | CIP2023 | No | Region 1 | Gauteng South | 78451X | 8 Top Road | Crusher stone required to re-surface yar | Crusher stone required to re-surface yard - existing cement cracks to be re-surfaced & painting of lines | Fabric : Corporate | 2023-06-01 | 2023-07-15 | 2023-09-30 | OPEX | PR/3 | PR/3/05 | CORP - Fabric - Other |  | 800000 | 800000 | TAKEON
23000058 | 2023 | CIP2023 | No | Region 2 | Western Cape | 77249X | Absa Moorreesburg | Replace Celling Tiles in all other areas | Replace Celling Tiles in all other areas. Paint all Concrete Ceilings Replace all flooring including Bathroom and Kitchen Floors and Carpets in Back Office | Fabric: Retail | 2023-07-11 | 2023-08-11 | 2023-10-31 | CAPEX | PR/3 | PR/3/13 | RETAIL - Fabric - Other |  | 795000 | 795000 | TAKEON |  |  |  |  | 2023-07-11 | 2023-08-11 | 2023-10-31 | 2023-10-31 | ALP-WC0017
23000059 | 2023 | CIP2023 | Yes | National | Various | Various | Various Sites | National project for EOL items | National project for EOL items | Engineering: Corporate | 2023-02-28 | 2023-04-28 | 2023-08-31 | CAPEX | PR/1 | PR/1/05 | CORP - Mechanical |  | 791500 | 791500 | TAKEON
23000060 | 2023 | CIP2023 | Yes | Region 1 | Gauteng North | 76647X | Waverley Plaza | HVAC replacement (EOL) | HVAC replacement (EOL) | Engineering: Retail | 2023-06-15 | 2023-07-15 | 2023-09-30 | CAPEX | PR/2 | PR/2/05 | RETAIL - Mechanical |  | 750000 | 750000 | TAKEON
23000061 | 2023 | CIP2023 | No | Region 2 | Western Cape | 77680X | Fish Hoek Town Square | Replace all Ceiling Boards Replace all | Replace all Ceiling Boards Replace all flooring including carpets, and vinyl tiles Revamp Kitchen and Pause Area | Fabric: Retail | 2023-07-01 | 2023-07-21 | 2023-09-30 | CAPEX | PR/3 | PR/3/13 | RETAIL - Fabric - Other |  | 750000 | 750000 | TAKEON |  |  |  |  | 2023-07-01 | 2023-07-21 | 2023-09-30 | 2023-09-30 | 610003151
23000062 | 2023 | CIP2023 | Yes | Region 1 | Gauteng South | 21526X | Absa Towers West | UPS battery replacement | UPS battery replacement | Engineering: Corporate | 2023-04-20 | 2023-06-15 | 2023-08-31 | CAPEX | PR/1 | PR/1/04 | CORP - Electrical |  | 750000 | 750000 | TAKEON
23000063 | 2023 | CIP2023 | Yes | Region 1 | Gauteng South | 21526X | Absa Towers West | Replace restaurant cupboards on upper gr | Replace restaurant cupboards on upper ground. | Fabric : Corporate | 2023-06-15 | 2023-07-15 | 2023-09-30 | CAPEX | PR/3 | PR/3/05 | CORP - Fabric - Other |  | 750000 | 750000 | TAKEON
23000064 | 2023 | CIP2023 | No | Energy | Western Cape | 77053X | Absa Paarl | Replacement of existing lighting with LE | Replacement of existing lighting with LED | Engineering: Retail | 2023-02-27 | 2023-08-31 | 2023-10-31 | CAPEX | PR/2 | PR/2/03 | RETAIL - Energy |  | 728080.53 | 728080.53 | TAKEON
23000065 | 2023 | CIP2023 | No | Energy | North West | 77150X | Austin Crossings | Replacement of existing lighting with LE | Replacement of existing lighting with LED | Engineering: Retail | 2023-02-27 | 2023-08-31 | 2023-10-31 | CAPEX | PR/2 | PR/2/03 | RETAIL - Energy |  | 712027.17 | 712027.17 | TAKEON
23000066 | 2023 | CIP2023 | Yes | Region 1 | Gauteng South | 21526X | Absa Towers West | Replace/upgrade all pause area cupboard | Replace/upgrade all pause area cupboards phased approached | Fabric : Corporate | 2023-06-15 | 2023-07-15 | 2023-09-30 | CAPEX | PR/3 | PR/3/05 | CORP - Fabric - Other |  | 700000 | 700000 | TAKEON
23000067 | 2023 | CIP2023 | No | Region 1 | Gauteng South | 76849X | Absa Call Centre Auckland Park | Replace the tiles in all the main recept | Replace the tiles in all the main receptions, canteen and lift lobbies | Fabric : Corporate | 2023-06-15 | 2023-07-15 | 2023-09-30 | CAPEX | PR/3 | PR/3/03 | CORP - Fabric - Carpets and floors |  | 691326.62 | 691326.62 | TAKEON
23000068 | 2023 | CIP2023 | No | Energy | Northern Cape | 79329X | De Aar | Replacement of existing lighting with LE | Replacement of existing lighting with LED | Engineering: Retail | 2023-02-27 | 2023-08-31 | 2023-10-31 | CAPEX | PR/2 | PR/2/03 | RETAIL - Energy |  | 683440.14 | 683440.14 | TAKEON
23000069 | 2023 | CIP2023 | No | Energy | Western Cape | 77744X | Cogmans Centre | Replacement of existing lighting with LE | Replacement of existing lighting with LED | Engineering: Retail | 2023-02-27 | 2023-08-31 | 2023-10-31 | CAPEX | PR/2 | PR/2/03 | RETAIL - Energy |  | 682028.57 | 682028.57 | TAKEON
23000070 | 2023 | CIP2023 | No | Energy | Free State | 78406X | Colesberg | Replacement of existing lighting with LE | Replacement of existing lighting with LED | Engineering: Retail | 2023-02-27 | 2023-08-31 | 2023-10-31 | CAPEX | PR/2 | PR/2/03 | RETAIL - Energy |  | 675473.58 | 675473.58 | TAKEON
23000071 | 2023 | CIP2023 | No | Region 2 | Western Cape | Various | Various Sites | Budget for RBB Shortfall on various site | Budget for RBB Shortfall on various sites based on 2022 allocation as requested by RBB | Fabric: Retail | 2023-08-15 | 2023-11-13 | 2023-12-31 | CAPEX | PR/3 | PR/3/13 | RETAIL - Fabric - Other |  | 674079.6 | 674079.6 | TAKEON |  |  |  |  | 2023-08-15 | 2023-11-13 | 2024-01-31 | 2023-12-31 | 610003153
23000072 | 2023 | CIP2023 | No | Energy | Gauteng North | 78512X | Mamelodi Plaza | Replacement of existing lighting with LE | Replacement of existing lighting with LED | Engineering: Retail | 2023-02-27 | 2023-08-31 | 2023-10-31 | CAPEX | PR/2 | PR/2/03 | RETAIL - Energy |  | 671719.23 | 671719.23 | TAKEON
23000073 | 2023 | OPEX | No | Energy | Gauteng North | 36233X | Absa Menyln Maine | Green Star SA Rating - Interiors | Green Star SA Rating - Interiors | Engineering: Corporate | 2023-03-01 | 2023-08-31 | 2023-11-30 | OPEX | PR/1 | PR/1/03 | CORP - Energy |  | 669261.45 | 669261.45 | TAKEON
23000074 | 2023 | CIP2023 | No | Energy | Gauteng North | 76646X | Rosstax Centre | Replacement of existing lighting with LE | Replacement of existing lighting with LED | Engineering: Retail | 2023-02-27 | 2023-08-31 | 2023-10-31 | CAPEX | PR/2 | PR/2/03 | RETAIL - Energy |  | 662673.7 | 662673.7 | TAKEON
23000075 | 2023 | CIP2023 | No | Energy | Gauteng North | 76677X | Wonderpark Shopping Centre | Replacement of existing lighting with LE | Replacement of existing lighting with LED | Engineering: Retail | 2023-02-27 | 2023-08-31 | 2023-10-31 | CAPEX | PR/2 | PR/2/03 | RETAIL - Energy |  | 661931.46 | 661931.46 | TAKEON
23000076 | 2023 | CIP2023 | No | Energy | Western Cape | 77678X | Richmond Centre | Replacement of existing lighting with LE | Replacement of existing lighting with LED | Engineering: Retail | 2023-02-27 | 2023-08-31 | 2023-10-31 | CAPEX | PR/2 | PR/2/03 | RETAIL - Energy |  | 650573.05 | 650573.05 | TAKEON
23000077 | 2023 | CIP2023 | No | Energy | National | Various | Various Sites | Kitchen and bathroom efficiencies - (50 | Kitchen and bathroom efficiencies - (50 Retail Branches)Installation of aerators, low flow showerheads, programmable water relay's & hydroboil timers where applicable | Engineering: Retail | 2023-04-27 | 2023-08-31 | 2023-11-30 | CAPEX | PR/2 | PR/2/03 | RETAIL - Energy |  | 650000 | 650000 | TAKEON
23000078 | 2023 | CIP2023 | Yes | Region 2 | Eastern Cape | 22937X | Moffett Office Park | Creation of large meeting Room with soun | Creation of large meeting Room with soundproof stacking door | Fabric : Corporate | 2023-06-12 | 2023-07-02 | 2023-09-30 | CAPEX | PR/3 | PR/3/05 | CORP - FABRIC - Other |  | 650000 | 650000 | TAKEON |  |  |  |  | 2023-06-12 | 2023-07-02 | 2023-09-30 | 2023-09-30 | ASP-EC0297
23000079 | 2023 | CIP2023 | Yes | Region 3 | Free State | 79056X | Absa Odendaalsrus | Replace HVAC Systems, including fresh-ai | Replace HVAC Systems, including fresh-air and extraction | Engineering: Retail | 2023-03-24 | 2023-04-16 | 2023-06-30 | CAPEX | PR/2 | PR/2/05 | RETAIL - Mechanical |  | 650000 | 650000 | TAKEON
23000080 | 2023 | CIP2023 | Yes | Region 2 | Western Cape | 77126X | Absa Building Wellington | HVAC upgrade | HVAC upgrade | Engineering: Retail | 2023-06-05 | 2023-07-05 | 2023-09-30 | CAPEX | PR/2 | PR/2/05 | RETAIL - Mechanical |  | 650000 | 650000 | TAKEON |  |  |  |  | 2023-06-05 | 2023-07-05 | 2023-09-30 | 2023-09-30 | ASP-WC0268
23000081 | 2023 | CIP2023 | No | Energy | Mpumalanga | 77364X | Absa Highlands Mews Shopping Centre | Replacement of existing lighting with LE | Replacement of existing lighting with LED | Engineering: Retail | 2023-02-27 | 2023-06-30 | 2023-09-30 | CAPEX | PR/2 | PR/2/03 | RETAIL - Energy |  | 635251.04 | 635251.04 | TAKEON
23000082 | 2023 | CIP2023 | Yes | Region 2 | Eastern Cape | Various | Various Sites | Budget for RBB Shortfall on various site | Budget for RBB Shortfall on various sites based on 2022 allocation as requested by RBB 20% | Fabric: Retail | 2023-03-15 | 2023-06-25 | 2023-10-31 | CAPEX | PR/3 | PR/3/13 | RETAIL - Fabric - Other |  | 616649.2 | 616649.2 | TAKEON |  |  |  |  | 2023-05-15 | 2023-06-25 | 2023-10-31 | 2023-10-31 | 610003116
23000083 | 2023 | CIP2023 | No | Region 2 | Eastern Cape | 20949X | Ntabankulu | Limited scope: carpets, tiles, ceilings | Limited scope: carpets, tiles, ceilings, paint, ablutions, Hydroboil, internal signage, furniture, queue rails | Fabric: Retail | 2023-08-04 | 2023-08-24 | 2023-10-31 | CAPEX | PR/3 | PR/3/13 | RETAIL - Fabric - Other |  | 611000 | 611000 | TAKEON |  |  |  |  | 2023-08-04 | 2023-08-24 | 2023-10-31 | 2023-10-31 | 610003120
23000084 | 2023 | CIP2023 | No | Region 3 | Kwazulu-Natal | 78136X | Die Restant Newcastle | Separation of Standby Generator Power Su | Separation of Standby Generator Power Supply | Engineering: Retail | 2023-03-22 | 2023-03-28 | 2023-06-30 | CAPEX | PR/2 | PR/2/10 | RETAIL - New assets |  | 600000 | 600000 | TAKEON
23000085 | 2023 | CIP2023 | No | Region 3 | Free State | 22161X | Bloemfontein Forum | Building storerooms at a parkade | Building storerooms at a parkade | Fabric : Corporate | 2023-03-22 | 2023-04-03 | 2023-07-31 | CAPEX | PR/3 | PR/3/05 | CORP - FABRIC - Other |  | 600000 | 600000 | TAKEON
23000086 | 2023 | CIP2023 | No | Region 1 | Gauteng North | 22491X | Absa Pretoria Campus | Upgrade/Refurb- Stormwater Drainage, Wat | Upgrade/Refurb- Stormwater Drainage, Waterproofing & Gutters (Block A, B, C, E , J,F&M) | Engineering: Corporate | 2023-06-01 | 2023-07-15 | 2023-09-30 | CAPEX | PR/1 | PR/1/07 | CORP - Water and System |  | 600000 | 600000 | TAKEON
23000087 | 2023 | CIP2023 | No | Region 2 | Western Cape | 78132X | Absa Piketberg | Repair and Paint all walls Replace Celli | Repair and Paint all walls Replace Celling Tiles in all areas. Paint all Concrete Ceilings Replace all flooring including Bathroom and Kitchen Floors and Carpets in Back Office Revamp Kitchen and Bathrooms and Pause Area | Fabric: Retail | 2023-04-14 | 2023-05-14 | 2023-08-31 | CAPEX | PR/3 | PR/3/13 | RETAIL - Fabric - Other |  | 600000 | 600000 | TAKEON |  |  |  |  | 2023-05-15 | 2023-06-16 | 2023-07-31 | 2023-08-31 | ALP-WC0018
23000088 | 2023 | CIP2023 | No | Region 2 | Western Cape | 77657X | Absa Lower Long Street | New Storerooms | New Storerooms | Fabric : Corporate | 2023-06-05 | 2023-07-05 | 2023-09-30 | CAPEX | PR/3 | PR/3/05 | CORP - FABRIC - Other |  | 600000 | 600000 | TAKEON |  |  |  |  | 2023-06-05 | 2023-07-05 | 2023-09-30 | 2023-09-30 | 610003134
23000089 | 2023 | CIP2023 | Yes | Region 3 | Northern Cape | 79297X | Absa Carnarvon | Replace HVAC Systems, including fresh-ai | Replace HVAC Systems, including fresh-air and extraction | Engineering: Retail | 2023-03-17 | 2023-04-15 | 2023-08-31 | CAPEX | PR/2 | PR/2/05 | RETAIL - Mechanical |  | 600000 | 600000 | TAKEON
23000090 | 2023 | CIP2023 | No | Energy | Western Cape | 77781X | A R Rasheed Centre | Replacement of existing lighting with LE | Replacement of existing lighting with LED | Engineering: Retail | 2023-02-27 | 2023-08-31 | 2023-10-31 | CAPEX | PR/2 | PR/2/03 | RETAIL - Energy |  | 598147.52 | 598147.52 | TAKEON
23000091 | 2023 | CIP2023 | No | Region 2 | Western Cape | Various | Various Sites | Budget for RBB Shortfall on various site | Budget for RBB Shortfall on various sites based on 2022 allocation as requested by RBB | Fabric: Retail | 2023-06-01 | 2023-09-09 | 2023-11-30 | CAPEX | PR/3 | PR/3/13 | RETAIL - Fabric - Other |  | 574079.6 | 574079.6 | TAKEON |  |  |  |  | 2023-06-01 | 2023-09-09 | 2023-11-30 | 2023-11-30 | 610003144
23000092 | 2023 | CIP2023 | No | Region 1 | Gauteng South | 76849X | Absa Call Centre Auckland Park | Replace 6 older hydro taps (2 Lower G, 1 | Replace 6 older hydro taps (2 Lower G, 1 Mezz, 1 Training Centre, 2 GF) | Fabric : Corporate | 2023-06-01 | 2023-07-15 | 2023-09-30 | CAPEX | PR/3 | PR/3/05 | CORP - Fabric - Other |  | 570000 | 570000 | TAKEON
23000093 | 2023 | CIP2023 | No | Energy | Western Cape | 77671X | Absa Bonnievale | Replacement of existing lighting with LE | Replacement of existing lighting with LED | Engineering: Retail | 2023-02-27 | 2023-08-31 | 2023-10-31 | CAPEX | PR/2 | PR/2/03 | RETAIL - Energy |  | 560506.48 | 560506.48 | TAKEON
23000094 | 2023 | CIP2023 | No | Region 3 | Limpopo | 76784X | Mangalani Shopping Centre | Carpets to be replaced Paint walls Vinyl | Carpets to be replaced Paint walls Vinyl's & Ceramics to be replaced | Fabric: Retail | 2023-08-15 | 2023-08-31 | 2023-11-30 | CAPEX | PR/3 | PR/3/13 | RETAIL - Fabric - Other |  | 550000 | 550000 | TAKEON
23000095 | 2023 | CIP2023 | No | Region 1 | Gauteng South | 76949X | Lea Glen Stores | Replacement of gutters | Replacement of gutters | Fabric : Corporate | 2023-06-01 | 2023-07-15 | 2023-09-30 | CAPEX | PR/3 | PR/3/05 | CORP - Fabric - Other |  | 550000 | 550000 | TAKEON
23000096 | 2023 | CIP2023 | Yes | Region 1 | Gauteng South | 70656x | Alice lane North | Equinox Furniture- Display Tables & Seat | Equinox Furniture- Display Tables & Seating & Restaurant, Client Suite Cocktail Tables | Fabric : Corporate | 2023-06-15 | 2023-07-15 | 2023-09-30 | CAPEX | PR/3 | PR/3/05 | CORP - Fabric - Other |  | 550000 | 550000 | TAKEON
23000097 | 2023 | CIP2023 | No | Region 3 | KwaZulu-Natal | 77269X | Absa Kohinoor Verulam | Replacement of floor tiles, ceiling tile | Replacement of floor tiles, ceiling tiles and carpets. (Est via Projects) | Fabric: Retail | 2023-09-01 | 2023-09-14 | 2023-11-30 | CAPEX | PR/3 | PR/3/13 | RETAIL - Fabric - Other |  | 550000 | 550000 | TAKEON
23000098 | 2023 | CIP2023 | No | Region 2 | Western Cape | Various | Various Sites | Install deep sea controller on the gene | Install deep sea controller on the generator (7 Sites in 23, 7 in '24, 8 in '25) | Engineering: Retail | 2023-07-01 | 2023-08-06 | 2023-10-31 | CAPEX | PR/2 | PR/2/05 | RETAIL - Mechanical |  | 525000 | 525000 | TAKEON |  |  |  |  | 2023-07-01 | 2023-08-06 | 2023-10-31 | 2023-10-31 | ASP-N00052
23000099 | 2023 | CIP2023 | No | Region 2 | Eastern Cape | Various | Various Sites | Install deep sea controller on the gene | Install deep sea controller on the generator (7 Sites in 23, 7 in '24, 8 in '25) | Engineering: Retail | 2023-07-07 | 2023-08-11 | 2023-10-31 | CAPEX | PR/2 | PR/2/05 | RETAIL - Mechanical |  | 525000 | 525000 | TAKEON |  |  |  |  | 2023-07-07 | 2023-08-11 | 2023-10-31 | 2023-10-31 | 610003121
23000100 | 2023 | CIP2023 | No | Energy | Free State | 78754X | Bloemfontein CBD | Replacement of existing lighting with LE | Replacement of existing lighting with LED | Engineering: Retail | 2023-02-27 | 2023-08-31 | 2023-10-31 | CAPEX | PR/2 | PR/2/03 | RETAIL - Energy |  | 523766.71 | 523766.71 | TAKEON
23000101 | 2023 | CIP2023 | Yes | Region 1 | Gauteng South | 70656X | Alice lane North | Split Units | Split Units | Engineering: Corporate | 2023-06-01 | 2023-07-15 | 2023-09-30 | CAPEX | PR/1 | PR/1/05 | CORP - Mechanical |  | 510000 | 510000 | TAKEON
23000102 | 2023 | CIP2023 | No | Energy | Free State | 78402X | Absa Reitz | Replacement of existing lighting with LE | Replacement of existing lighting with LED | Engineering: Retail | 2023-02-27 | 2023-08-31 | 2023-10-31 | CAPEX | PR/2 | PR/2/03 | RETAIL - Energy |  | 503154.86 | 503154.86 | TAKEON
23000103 | 2023 | CIP2023 | No | Region 3 | Free State | 79293X | Theunissen | Cosmetic upgrade -Need to replace all th | Cosmetic upgrade -Need to replace all the vinyl floor tiles in the building, need new chairs, replace the q-rails, replace all the floor carpets, kitchen area and kitchen cupboards need upgrade, | Fabric: Retail | 2023-06-19 | 2023-06-30 | 2023-09-30 | CAPEX | PR/3 | PR/3/13 | RETAIL - Fabric - Other |  | 500000 | 500000 | TAKEON
23000104 | 2023 | CIP2023 | No | Region 3 | KwaZulu-Natal | 22460X | Ridgeside Absa RHO | Revamping of Pause areas, new cupboards, | Revamping of Pause areas, new cupboards, counter tops and new backsplash include the changing of light covers | Fabric : Corporate | 2023-03-01 | 2023-03-31 | 2023-09-30 | CAPEX | PR/3 | PR/3/05 | CORP - FABRIC - Other |  | 500000 | 500000 | TAKEON
23000105 | 2023 | CIP2023 | No | Region 1 | Gauteng South | 76610X | Primrose Mall | Revamp-Floor tile replacement in Banking | Revamp-Floor tile replacement in Banking Hall, Carpet Replacement throughout branch, Upgrade kitchen, pause and ablutions, Create store room in the back office because it is big space - no dedicated store room | Fabric: Retail | 2023-06-01 | 2023-07-15 | 2023-09-30 | CAPEX | PR/3 | PR/3/13 | RETAIL - Fabric - Other |  | 500000 | 500000 | TAKEON
23000106 | 2023 | CIP2023 | Yes | Region 3 | KwaZulu-Natal | 78110X | Kloof | Replace HVAC Systems, including fresh-ai | Replace HVAC Systems, including fresh-air and extraction | Engineering: Retail | 2023-07-03 | 2023-08-02 | 2023-10-31 | CAPEX | PR/2 | PR/2/05 | RETAIL - Mechanical |  | 500000 | 500000 | TAKEON
23000107 | 2023 | CIP2023 | Yes | Region 1 | Gauteng South | 70656x | Alice lane North | Floor Blinds - new blinds & mechanisms : | Floor Blinds - new blinds & mechanisms : Discontinued | Fabric : Corporate | 2023-06-01 | 2023-07-15 | 2023-09-30 | CAPEX | PR/3 | PR/3/05 | CORP - FABRIC - Other |  | 500000 | 500000 | TAKEON
23000108 | 2023 | CIP2023 | No | Region 1 | Gauteng South | 70656X | Alice lane North | Create additional change room facilities | Create additional change room facilities in ALN B2 basement | Fabric : Corporate | 2023-06-15 | 2023-07-15 | 2023-09-30 | CAPEX | PR/3 | PR/3/05 | CORP - FABRIC - Other |  | 500000 | 500000 | TAKEON
23000109 | 2023 | CIP2023 | Yes | Energy | Gauteng South | 21526X | Absa Towers West | Upgrade of the grey water system tanks a | Upgrade of the grey water system tanks at ATW (current tanks no longer available in SA) | Engineering: Corporate | 2023-04-17 | 2023-07-31 | 2023-10-31 | CAPEX | PR/1 | PR/1/03 | CORP - Energy |  | 500000 | 500000 | TAKEON
23000110 | 2023 | CIP2023 | Yes | Region 1 | Gauteng South | 21526X | Absa Towers West | Glass roof upgrade (Sqm2?) - Support Str | Glass roof upgrade (Sqm2?) - Support Structure | Engineering: Corporate | 2023-06-01 | 2023-07-30 | 2023-10-31 | CAPEX | PR/1 | PR/1/02 | CORP - Engineering and Infrastructure |  | 500000 | 500000 | TAKEON
23000111 | 2023 | CIP2023 | Yes | Region 2 | Western Cape | 77877X | Absa Robertson | HVAC upgrade | HVAC upgrade | Engineering: Retail | 2023-04-13 | 2023-06-12 | 2023-09-30 | CAPEX | PR/2 | PR/2/05 | RETAIL - Mechanical |  | 500000 | 500000 | TAKEON |  |  |  |  | 2023-06-05 | 2023-06-30 | 2023-09-30 | 2023-09-30 | ALP-WC0020
23000112 | 2023 | OPEX | No | Region 1 | Gauteng North | 22491X | Absa Pretoria Campus | Block A ,B, E and J internal walls water | Block A ,B, E and J internal walls waterproofing | Waterproofing | 2023-06-15 | 2023-07-15 | 2023-09-30 | OPEX | 200 | 200 | CORP - Waterproofing |  | 500000 | 500000 | TAKEON
23000113 | 2023 | CIP2023 | Yes | Region 3 | Free State | 79115X | Absa Bultfontein | Replace HVAC Systems, including fresh-ai | Replace HVAC Systems, including fresh-air and extraction | Engineering: Retail | 2023-07-07 | 2023-08-06 | 2023-10-31 | CAPEX | PR/2 | PR/2/05 | RETAIL - Mechanical |  | 500000 | 500000 | TAKEON
23000114 | 2023 | OPEX | Yes | Region 1 | Gauteng South | 77462X | Absa Block 3 Parking | Waterproofing reinforcement of the entir | Waterproofing reinforcement of the entire roof | Waterproofing | 2023-06-01 | 2023-07-30 | 2023-10-31 | OPEX | 200 | 200 | CORP - Waterproofing |  | 500000 | 500000 | TAKEON
23000115 | 2023 | CIP2023 | Yes | Region 2 | Eastern Cape | 79394X | Absa 106 York Street | Replace AC units | Replace AC units | Engineering: Retail | 2023-05-15 | 2023-06-14 | 2023-08-31 | CAPEX | PR/2 | PR/2/05 | RETAIL - Mechanical |  | 500000 | 500000 | TAKEON |  |  |  |  | 2023-05-15 | 2023-06-14 | 2023-08-31 | 2023-08-31 | ASP-EC0289
23000116 | 2023 | CIP2023 | No | Region 1 | Gauteng South | 78451X | 8 Top Road | Bird proofing warehouse - bird deterrent | Bird proofing warehouse - bird deterrents scare device and overlapping plastic curtain strips on entrance's | Fabric : Corporate | 2023-06-01 | 2023-07-15 | 2023-09-30 | CAPEX | PR/3 | PR/3/05 | CORP - Fabric - Other |  | 500000 | 500000 | TAKEON
23000117 | 2023 | CIP2023 | No | Energy | Western Cape | 78340X | Absa Zewenwacht Mall | Replacement of existing lighting with LE | Replacement of existing lighting with LED | Engineering: Retail | 2023-02-27 | 2023-08-31 | 2023-10-31 | CAPEX | PR/2 | PR/2/03 | RETAIL - Energy |  | 490266.5 | 490266.5 | TAKEON
23000118 | 2023 | CIP2023 | No | Region 3 | KwaZulu-Natal | 77511X | Absa 17 High Street (Paulpietersburg) | External refurbishment | External refurbishment | Fabric : Corporate | 2023-06-15 | 2023-06-22 | 2023-06-30 | CAPEX | PR/3 | PR/3/05 | CORP - FABRIC - Other |  | 490000 | 490000 | TAKEON
23000119 | 2023 | CIP2023 | No | Energy | Western Cape | 77344X | Longbeach Mall | Replacement of existing lighting with LE | Replacement of existing lighting with LED | Engineering: Retail | 2023-02-27 | 2023-08-31 | 2023-10-31 | CAPEX | PR/2 | PR/2/03 | RETAIL - Energy |  | 482978.53 | 482978.53 | TAKEON
23000120 | 2023 | CIP2023 | Yes | Region 2 | Eastern Cape | 77686X | Walmer Park Shopping Centre | Generator Rust Repairs / Replacement | Generator Rust Repairs / Replacement | Engineering: Retail | 2023-05-13 | 2023-05-20 | 2023-07-31 | CAPEX | PR/2 | PR/2/04 | RETAIL - Electrical |  | 475000 | 475000 | TAKEON |  |  |  |  | 2023-05-13 | 2023-05-20 | 2023-07-31 | 2023-07-31 | ASP-EC0282
23000121 | 2023 | CIP2023 | No | Region 2 | Eastern Cape | 76600X | Absa Alexandria | Ceiling tiles and new grid | Ceiling tiles and new grid | Fabric: Retail | 2023-07-30 | 2023-08-20 | 2023-10-31 | CAPEX | PR/3 | PR/3/13 | RETAIL - Fabric - Other |  | 475000 | 475000 | TAKEON |  |  |  |  | 2023-07-30 | 2023-08-20 | 2023-10-31 | 2023-10-31 | 610003117
23000122 | 2023 | CIP2023 | No | Energy | Free State | 78854X | Absa Heilbron | Replacement of existing lighting with LE | Replacement of existing lighting with LED | Engineering: Retail | 2023-02-27 | 2023-08-31 | 2023-10-31 | CAPEX | PR/2 | PR/2/03 | RETAIL - Energy |  | 470971.13 | 470971.13 | TAKEON
23000123 | 2023 | CIP2023 | No | Region 3 | KwaZulu-Natal | 76978X | Absa Greytown- Bell Street | Internal refurb flor tiles, ceiling, car | Internal refurb flor tiles, ceiling, carpets and painting (Est via Projects) | Fabric: Retail | 2023-09-07 | 2023-09-21 | 2023-11-30 | CAPEX | PR/3 | PR/3/13 | RETAIL - Fabric - Other |  | 470000 | 470000 | TAKEON
23000124 | 2023 | CIP2023 | No | Energy | Limpopo | 76718X | Absa Hoedspruit | Replacement of existing lighting with LE | Replacement of existing lighting with LED | Engineering: Retail | 2023-02-27 | 2023-08-31 | 2023-10-31 | CAPEX | PR/2 | PR/2/03 | RETAIL - Energy |  | 461314.57 | 461314.57 | TAKEON
23000125 | 2023 | CIP2023 | No | Region 2 | Western Cape | 77288x | CapeGate Regional Shopping Centre | HVAC Replacement | HVAC Replacement | Engineering: Retail | 2023-05-10 | 2023-06-21 | 2023-06-30 | CAPEX | PR/2 | PR/2/05 | RETAIL - Mechanical |  | 460000 | 460000 | TAKEON |  |  |  |  | 2023-05-10 | 2023-06-21 | 2023-06-30 | 2023-06-30 | ASP-WC0265
23000126 | 2023 | CIP2023 | No | Energy | Gauteng North | 76647X | Waverley Plaza | Replacement of existing lighting with LE | Replacement of existing lighting with LED | Engineering: Retail | 2023-02-27 | 2023-08-31 | 2023-10-31 | CAPEX | PR/2 | PR/2/03 | RETAIL - Energy |  | 456929.69 | 456929.69 | TAKEON
23000127 | 2023 | CIP2023 | No | Energy | Western Cape | 78324X | Absa Airport Shopping Centre | Replacement of existing lighting with LE | Replacement of existing lighting with LED | Engineering: Retail | 2023-02-27 | 2023-08-31 | 2023-10-31 | CAPEX | PR/2 | PR/2/03 | RETAIL - Energy |  | 453255.46 | 453255.46 | TAKEON
23000128 | 2023 | CIP2023 | No | Energy | Gauteng North | 76649X | Kolonnade Shopping Centre | Replacement of existing lighting with LE | Replacement of existing lighting with LED | Engineering: Retail | 2023-02-27 | 2023-08-31 | 2023-10-31 | CAPEX | PR/2 | PR/2/03 | RETAIL - Energy |  | 452833.48 | 452833.48 | TAKEON
23000129 | 2023 | CIP2023 | No | Region 3 | Free State | 78738X | Wesselsbron | Cosmetic upgrade -new banking hall q rai | Cosmetic upgrade -new banking hall q rails, including banking hall floor tiles, paint all walls, install internal signage and determine impact on tiles-Evaluate ceilings in Banking hall | Fabric: Retail | 2023-04-10 | 2023-04-24 | 2023-06-30 | CAPEX | PR/3 | PR/3/13 | RETAIL - Fabric - Other |  | 450000 | 450000 | TAKEON
23000130 | 2023 | CIP2023 | No | Region 1 | Gauteng North | 36250X | The Boulders Shopping Centre | MW- Carpet replacement, Shop front glass | MW- Carpet replacement, Shop front glass to be replaced to withstand high temp's from sun | Fabric: Retail | 2023-07-01 | 2023-07-30 | 2023-10-31 | CAPEX | PR/3 | PR/3/13 | RETAIL - Fabric - Other |  | 450000 | 450000 | TAKEON
23000131 | 2023 | CIP2023 | No | Region 3 | KwaZulu-Natal | 77928X | Stanger Branch | Re-Tile / Carpet & Replace Ceiling Tiles | Re-Tile / Carpet & Replace Ceiling Tiles & Paint & Marketing Wall | Fabric: Retail | 2023-03-24 | 2023-04-07 | 2023-07-31 | CAPEX | PR/3 | PR/3/13 | RETAIL - Fabric - Other |  | 450000 | 450000 | TAKEON
23000132 | 2023 | CIP2023 | No | Region 3 | KwaZulu-Natal | 79051X | Nquthu Plaza | Complete revamp of branch, painting of w | Complete revamp of branch, painting of walls with new colours, replacement of all ceiling tiles and replacement of all floor finishes | Fabric: Retail | 2023-04-14 | 2023-04-28 | 2023-07-31 | CAPEX | PR/3 | PR/3/13 | RETAIL - Fabric - Other |  | 450000 | 450000 | TAKEON
23000133 | 2023 | CIP2023 | No | Region 3 | Mpumalanga | 77136X | Jock of the Bushveld Centre Suggestion: Space Reduction/Relocation - Currently 664m² 10 Staff | Revamp ablutions - Floor tiles - very ol | Revamp ablutions - Floor tiles - very old spec / wall tiles not in a good condition Replace carpet in back office - Old spec and worn out Replace blinds Replace ceilings - Padded boards, covering detaching Paint feature walls to introduce lux colours Pain | Fabric: Retail | 2023-07-31 | 2023-08-15 | 2023-10-31 | CAPEX | PR/3 | PR/3/13 | RETAIL - Fabric - Other |  | 450000 | 450000 | TAKEON
23000134 | 2023 | CIP2023 | No | Region 1 | Gauteng North | 21228X | Hercules | MW-Ceiling boards, Kitchen and pause are | MW-Ceiling boards, Kitchen and pause area revamp, floor tiles, repainting, blinds, bathroom upgrade - Store room upgrade, Revamp ATM room ,New vinyl tiles and paint, Upgrade branch front shop frosting walls ,Replace Teller/Treasury and Bulk area carpets | Fabric: Retail | 2023-04-01 | 2023-04-30 | 2023-07-31 | CAPEX | PR/3 | PR/3/13 | RETAIL - Fabric - Other |  | 450000 | 450000 | TAKEON
23000135 | 2023 | CIP2023 | No | Region 1 | Gauteng South | 78283X | East Rand Mall | Replacement of carpet and tiles & repain | Replacement of carpet and tiles & repainting (Entire branch),Bumper rails | Fabric: Retail | 2023-03-15 | 2023-04-15 | 2023-06-30 | CAPEX | PR/3 | PR/3/13 | RETAIL - Fabric - Other |  | 450000 | 450000 | TAKEON
23000136 | 2023 | OPEX | No | Region 3 | Limpopo | 79106X | Bopedi Shopping Centre | Paint all walls. Floor ceramic and vinyl | Paint all walls. Floor ceramic and vinyl tiles at ATM and Server rooms respectively, carpets, to be replaced. Ablutions facilities for male and female to be upgraded - Old CI on walls and floors. Pause area to be upgraded with new kitchen unit as current | Fabric: Retail | 2023-02-24 | 2023-02-27 | 2023-06-30 | OPEX | PR/3 | PR/3/13 | RETAIL - Fabric - Other |  | 450000 | 450000 | TAKEON
23000137 | 2023 | CIP2023 | No | Region 1 | Gauteng North | 22491X | Absa Pretoria Campus | Block C refurbishment x6 water damaged p | Block C refurbishment x6 water damaged pause area cabinets including recycle station cabinet doors | Fabric : Corporate | 2023-11-01 | 2023-11-30 | 2023-12-31 | CAPEX | PR/3 | PR/3/05 | CORP - Fabric - Other |  | 450000 | 450000 | TAKEON
23000138 | 2023 | OPEX | Yes | Region 3 | KwaZulu-Natal | 76978X | Absa Bell Street | Waterproofing reinforcement of the entir | Waterproofing reinforcement of the entire roof | Waterproofing | 2023-03-17 | 2023-03-24 | 2023-07-31 | OPEX | 200 | 200 | CORP - Waterproofing |  | 450000 | 450000 | TAKEON
23000139 | 2023 | OPEX | Yes | Region 3 | KwaZulu-Natal | 77798X | Absa 150 Murchison Street | Waterproofing reinforcement of the entir | Waterproofing reinforcement of the entire roof | Waterproofing | 2023-04-06 | 2023-05-11 | 2023-07-31 | OPEX | 200 | 200 | CORP - Waterproofing |  | 450000 | 450000 | TAKEON
23000140 | 2023 | OPEX | No | Energy | Western Cape | 77946X | Absa Oude Bloemhof Building | Green Star SA Rating | Green Star SA Rating | Engineering: Retail | 2023-03-01 | 2023-08-31 | 2023-10-31 | OPEX | PR/2 | PR/2/03 | RETAIL - Energy |  | 448919.24 | 448919.24 | TAKEON
23000141 | 2023 | CIP2023 | Yes | Region 2 | Western Cape | 77526X | Die Kunshuis | HVAC upgrade | HVAC upgrade | Engineering: Retail | 2023-04-05 | 2023-05-05 | 2023-07-31 | CAPEX | PR/2 | PR/2/05 | RETAIL - Mechanical |  | 445000 | 445000 | TAKEON |  |  |  |  | 2023-03-13 | 2023-03-24 | 2023-07-31 | 2023-07-31 | ASP-WC0258
23000142 | 2023 | CIP2023 | Yes | National | Various | Various | Various Sites | EOL Equipment 2022 | EOL Equipment 2022 | BAU FM Work | 2023-02-01 | 2023-08-30 | 2023-11-30 | CAPEX | PR/8 | PR/8/04 | CORP - BAU Catering |  | 442138 | 442138 | TAKEON
23000143 | 2023 | CIP2023 | No | Energy | Gauteng South | 79055X | Oakfields Shopping Centre | Replacement of existing lighting with LE | Replacement of existing lighting with LED | Engineering: Retail | 2023-02-27 | 2023-08-31 | 2023-10-31 | CAPEX | PR/2 | PR/2/03 | RETAIL - Energy |  | 441683.25 | 441683.25 | TAKEON
23000144 | 2023 | OPEX | No | Energy | KwaZulu-Natal | 22460X | Ridgeside Absa Regional Office | Green Star SA Rating | Green Star SA Rating | Engineering: Corporate | 2023-03-01 | 2023-08-31 | 2023-10-31 | OPEX | PR/1 | PR/1/03 | CORP - Energy |  | 440390.87 | 440390.87 | TAKEON
23000145 | 2023 | CIP2023 | No | Energy | Gauteng South | 77381X | Absa Towers North | Replace all restaurant area and main kit | Replace all restaurant area and main kitchen lights | Engineering: Corporate | 2023-02-27 | 2023-08-31 | 2023-10-31 | CAPEX | PR/1 | PR/1/03 | CORP - Energy |  | 440310.88 | 440310.88 | TAKEON
23000146 | 2023 | CIP2023 | No | Energy | Western Cape | 77210X | Absa Franschhoek | Replacement of existing lighting with LE | Replacement of existing lighting with LED | Engineering: Retail | 2023-02-27 | 2023-08-31 | 2023-10-31 | CAPEX | PR/2 | PR/2/03 | RETAIL - Energy |  | 423781.73 | 423781.73 | TAKEON
23000147 | 2023 | CIP2023 | No | Region 3 | Free State | 78633X | Marquard | Cosmetic Upgrade branch with the new cor | Cosmetic Upgrade branch with the new corporate identity and new signages, possible enlarge the kitchen area, replace the chairs, counters to be vanish and painted | Fabric: Retail | 2023-04-12 | 2023-05-02 | 2023-07-31 | CAPEX | PR/3 | PR/3/13 | RETAIL - Fabric - Other |  | 420000 | 420000 | TAKEON
23000148 | 2023 | CIP2023 | No | Region 3 | Limpopo | 76711X | Earp Shopping Centre (Mookgophong) | ATM lobby to be painted and also Q-rails | ATM lobby to be painted and also Q-rails to be replaced as they are worn out. Desks to be replaced, old CI wooden cherrywood desks. | Fabric: Retail | 2023-07-15 | 2023-07-31 | 2023-10-31 | CAPEX | PR/3 | PR/3/13 | RETAIL - Fabric - Other |  | 420000 | 420000 | TAKEON
23000149 | 2023 | CIP2023 | No | Energy | Free State | 79115X | Bultfontein | Replacement of existing lighting with LE | Replacement of existing lighting with LED | Engineering: Retail | 2023-02-27 | 2023-08-31 | 2023-10-31 | CAPEX | PR/2 | PR/2/03 | RETAIL - Energy |  | 418404.96 | 418404.96 | TAKEON
23000150 | 2023 | CIP2023 | No | Energy | Free State | 79333X | Brandfort | Replacement of existing lighting with LE | Replacement of existing lighting with LED | Engineering: Retail | 2023-02-27 | 2023-08-31 | 2023-10-31 | CAPEX | PR/2 | PR/2/03 | RETAIL - Energy |  | 417469.95 | 417469.95 | TAKEON
23000151 | 2023 | CIP2023 | No | Energy | North West | 77787X | Mogwase Shopping Centre | Replacement of existing lighting with LE | Replacement of existing lighting with LED | Engineering: Retail | 2023-02-27 | 2023-08-31 | 2023-10-31 | CAPEX | PR/2 | PR/2/03 | RETAIL - Energy |  | 412730.87 | 412730.87 | TAKEON
23000152 | 2023 | CIP2023 | No | Region 2 | Western Cape | 77268X | Westgate Mall | Replace ceiling tiles in front of the ho | Replace ceiling tiles in front of the house (Banking Hall, front of house offices) Painting of Walls with new ABSA colours (standardize Colours) | Fabric: Retail | 2023-06-30 | 2023-07-14 | 2023-09-30 | CAPEX | PR/3 | PR/3/13 | RETAIL - Fabric - Other |  | 410000 | 410000 | TAKEON |  |  |  |  | 2023-06-30 | 2023-07-14 | 2023-09-30 | 2023-09-30 | 610003145
23000153 | 2023 | CIP2023 | No | Energy | Limpopo | 22530X | Maake Plaza | Replacement of existing lighting with LE | Replacement of existing lighting with LED | Engineering: Retail | 2023-02-27 | 2023-08-31 | 2023-10-31 | CAPEX | PR/2 | PR/2/03 | RETAIL - Energy |  | 406576.02 | 406576.02 | TAKEON
23000154 | 2023 | CIP2023 | No | Region 3 | North West | 22485X | Boitekong Mall | Repaint the entire branch on the inside | Repaint the entire branch on the inside and entrance area on the outside. Remove cork cladding internally. Replace carpets throughout the branch except teller and customer services areas. Replace counter top at zinc. Paint kitchen walls. Replace ceiling b | Fabric: Retail | 2023-04-07 | 2023-04-20 | 2023-06-30 | CAPEX | PR/3 | PR/3/13 | RETAIL - Fabric - Other |  | 400000 | 400000 | TAKEON
23000155 | 2023 | CIP2023 | Yes | Region 1 | Gauteng South | 35041X | Alice lane South | Outdoor furniture old with damaged table | Outdoor furniture old with damaged tables | Fabric : Corporate | 2023-05-01 | 2023-05-30 | 2023-08-31 | CAPEX | PR/3 | PR/3/05 | CORP - FABRIC - Other |  | 400000 | 400000 | TAKEON
23000156 | 2023 | OPEX | Yes | Region 3 | Limpopo | 76789X | Absa Lephalale | Waterproofing reinforcement of the entir | Waterproofing reinforcement of the entire roof | Waterproofing | 2023-04-03 | 2023-04-08 | 2023-07-31 | OPEX | 200 | 200 | CORP - Waterproofing |  | 400000 | 400000 | TAKEON
23000157 | 2023 | CIP2023 | Yes | Region 3 | Free State | 79114X | Absa Bothaville | Replace HVAC Systems, including fresh-ai | Replace HVAC Systems, including fresh-air and extraction | Engineering: Retail | 2023-04-19 | 2023-04-30 | 2023-07-31 | CAPEX | PR/2 | PR/2/05 | RETAIL - Mechanical |  | 400000 | 400000 | TAKEON
23000158 | 2023 | CIP2023 | No | Region 3 | Mpumalanga | 77421X | Absa Bethal Suggestion: Space Reduction/Relocation - Currently 1656,40m² 11 Staff | Replace ceilings (1650m2) Replace floor | Replace ceilings (1650m2) Replace floor tiles in banking hall Replace carpets - Very old CI Paint branch with new CI and introduce lux colours Ablutions to be revamped - Wall & floor tiles old spec and worn. Replace sanitaryware Replace skirtings Replace | Fabric: Retail | 2023-07-01 | 2023-07-15 | 2023-09-30 | CAPEX | PR/3 | PR/3/13 | RETAIL - Fabric - Other |  | 400000 | 400000 | TAKEON
23000159 | 2023 | CIP2023 | No | Energy | Western Cape | 77342X | Ipic Shopping Centre Die Boord | Replacement of existing lighting with LE | Replacement of existing lighting with LED | Engineering: Retail | 2023-02-27 | 2023-08-31 | 2023-10-31 | CAPEX | PR/2 | PR/2/03 | RETAIL - Energy |  | 396549.54 | 396549.54 | TAKEON
23000160 | 2023 | CIP2023 | Yes | National | Eastern Cape | Various | Various Sites | UPS Battery replacement (x17 Sites) | UPS Battery replacement (x17 Sites) | Engineering: Retail | 2023-04-11 | 2023-05-11 | 2023-07-31 | CAPEX | PR/2 | PR/2/04 | RETAIL - Electrical |  | 391000 | 391000 | TAKEON
23000161 | 2023 | CIP2023 | No | Energy | Free State | 79096X | Absa Warden | Replacement of existing lighting with LE | Replacement of existing lighting with LED | Engineering: Retail | 2023-02-27 | 2023-08-31 | 2023-10-31 | CAPEX | PR/2 | PR/2/03 | RETAIL - Energy |  | 388333.34 | 388333.34 | TAKEON
23000162 | 2023 | CIP2023 | No | Region 1 | Gauteng South | 37006X | Meadowdale | Tilling high traffic area ground floor ( | Tilling high traffic area ground floor (within the working space) | Fabric : Corporate | 2023-04-01 | 2023-04-30 | 2023-07-31 | CAPEX | PR/3 | PR/3/03 | CORP - Fabric - Carpets and floors |  | 375660.01 | 375660.01 | TAKEON
23000163 | 2023 | CIP2023 | No | Energy | Western Cape | 77526X | Die Kunshuis | Replacement of existing lighting with LE | Replacement of existing lighting with LED | Engineering: Retail | 2023-02-27 | 2023-08-31 | 2023-10-31 | CAPEX | PR/2 | PR/2/03 | RETAIL - Energy |  | 353669.93 | 353669.93 | TAKEON
23000164 | 2023 | CIP2023 | No | Region 3 | Free State | 77122X | Vrede | Cosmetic Upgrade branch with the new cor | Cosmetic Upgrade branch with the new corporate identity colours and paint all walls, sand and vanish teller including client service counter, remove blinds and frost, new signages, all floor tiles in the banking hall , toilets, Atm cubicle and corridor to | Fabric: Retail | 2023-03-10 | 2023-03-17 | 2023-07-31 | CAPEX | PR/3 | PR/3/13 | RETAIL - Fabric - Other |  | 350000 | 350000 | TAKEON
23000165 | 2023 | CIP2023 | No | Region 3 | Limpopo | 36240X | Twin Ciy Burgersfort | Carpets to be replaced Vinyl tiles at AT | Carpets to be replaced Vinyl tiles at ATM and Server room to be replaced. ATM lobby to upgraded by replacing floor tiles and also have Q-Rails replaced. ATM room to be repainted due to damage from trolleys. ATM room vinyl's to be replaced due to dye stain | Fabric: Retail | 2023-03-10 | 2023-03-14 | 2023-06-30 | CAPEX | PR/3 | PR/3/13 | RETAIL - Fabric - Other |  | 350000 | 350000 | TAKEON
23000166 | 2023 | CIP2023 | No | Region 3 | Free State | 78639X | Senekal | Cosmetic Upgrade branch with the new cor | Cosmetic Upgrade branch with the new corporate identity and new signages, possible size reducing, replace ceiling boards, replace all chairs, replace all floor tiles in the kitchen and toilet area, new floor carpets enquiries and tellers area, sanding and | Fabric: Retail | 2023-05-02 | 2023-05-19 | 2023-07-31 | CAPEX | PR/3 | PR/3/13 | RETAIL - Fabric - Other |  | 350000 | 350000 | TAKEON
23000167 | 2023 | CIP2023 | Yes | Region 2 | Eastern Cape | 22937X | Moffett Office Park | Replacement of External Signage | Replacement of External Signage | Fabric : Corporate | 2023-04-17 | 2023-04-24 | 2023-06-30 | CAPEX | PR/3 | PR/3/05 | CORP - FABRIC - Other |  | 350000 | 350000 | TAKEON |  |  |  |  | 2023-04-17 | 2023-04-24 | 2023-06-30 | 2023-06-30 | ASP-EC0277
23000168 | 2023 | CIP2023 | No | Region 3 | KwaZulu-Natal | 77015X | Glenwood | Replacement of ceiling tiles, including | Replacement of ceiling tiles, including ceiling grid | Fabric: Retail | 2023-09-10 | 2023-09-23 | 2023-11-30 | CAPEX | PR/3 | PR/3/13 | RETAIL - Fabric - Other |  | 350000 | 350000 | TAKEON
23000169 | 2023 | CIP2023 | Yes | Region 3 | Limpopo | 76808X | Danie Joubert Tzaneen | HVAC Modifications at the 1st floor Sams | HVAC Modifications at the 1st floor Samsung VRV system(#2 outdoor units with 14 indoor units | Engineering: Retail | 2023-06-05 | 2023-06-26 | 2023-08-31 | CAPEX | PR/2 | PR/2/05 | RETAIL - Mechanical |  | 350000 | 350000 | TAKEON
23000170 | 2023 | CIP2023 | No | Energy | Gauteng North | 22491X | Absa Pretoria Campus | ISO 50001: 2011 Certification, EnMS impl | ISO 50001: 2011 Certification, EnMS implementation & End-User Training | Engineering: Corporate | 2023-04-24 | 2023-09-30 | 2023-12-31 | CAPEX | PR/1 | PR/1/03 | CORP - Energy |  | 350000 | 350000 | TAKEON
23000171 | 2023 | CIP2023 | No | Region 2 | Western Cape | Various | Various Sites | Budget for RBB Shortfall on various site | Budget for RBB Shortfall on various sites based on 2022 allocation as requested by RBB | Fabric: Retail | 2023-03-15 | 2023-06-23 | 2023-08-31 | CAPEX | PR/3 | PR/3/13 | RETAIL - Fabric - Other |  | 337039.8 | 337039.8 | TAKEON |  |  |  |  | 2023-03-15 | 2023-06-30 | 2023-08-31 | 2023-08-31 | 610003130
23000172 | 2023 | CIP2023 | Yes | National | Gauteng North | Various | Various Sites | Intelcab batteries replacement (x13 Site | Intelcab batteries replacement (x13 Sites)-EOL | Engineering: Retail | 2023-03-01 | 2023-03-30 | 2023-07-31 | CAPEX | PR/2 | PR/2/04 | RETAIL - Electrical |  | 335000 | 335000 | TAKEON
23000173 | 2023 | OPEX | Yes | Region 3 | KwaZulu-Natal | 77409X | Absa 18 Swapo Street | Waterproofing reinforcement of the entir | Waterproofing reinforcement of the entire roof | Waterproofing | 2023-05-15 | 2023-05-30 | 2023-08-31 | OPEX | 200 | 200 | CORP - Waterproofing |  | 325000 | 325000 | TAKEON
23000174 | 2023 | OPEX | Yes | Region 3 | KwaZulu-Natal | 77511X | Absa 17 High Street | Waterproofing reinforcement of the entir | Waterproofing reinforcement of the entire roof | Waterproofing | 2023-05-02 | 2023-05-17 | 2023-07-31 | OPEX | 200 | 200 | CORP - Waterproofing |  | 325000 | 325000 | TAKEON
23000175 | 2023 | CIP2023 | No | Region 1 | Gauteng South | 77174X | Clearwater | Re-upholster couches x 11 (Client Suite | Re-upholster couches x 11 (Client Suite Area Grey Couches) | Fabric : Corporate | 2023-05-01 | 2023-05-30 | 2023-08-31 | CAPEX | PR/3 | PR/3/05 | CORP - Fabric - Other |  | 315644 | 315644 | TAKEON
23000176 | 2023 | CIP2023 | No | Region 1 | Gauteng South | 77381X | Absa Towers North | DSV Room aircon | DSV Room aircon | Engineering: Corporate | 2023-03-20 | 2023-03-25 | 2023-05-31 | CAPEX | PR/1 | PR/1/05 | CORP - Mechanical |  | 305440.99 | 305440.99 | TAKEON
23000177 | 2023 | CIP2023 | No | Region 1 | Gauteng North | 76647X | Waverley Plaza | MW-Replace tiles in the back office faci | MW-Replace tiles in the back office facilities and create a Pause Area, Install frosting for the front shops, Repaint the entire branch, Remove Q Rails and install new tiles in the branch | Fabric: Retail | 2023-07-01 | 2023-07-30 | 2023-10-31 | CAPEX | PR/3 | PR/3/13 | RETAIL - Fabric - Other |  | 300000 | 300000 | TAKEON
23000178 | 2023 | CIP2023 | Yes | National | Western Cape | Various | Various Sites | UPS Battery replacement (x12 Sites) | UPS Battery replacement (x12 Sites) | Engineering: Retail | 2023-03-15 | 2023-06-15 | 2023-08-31 | CAPEX | PR/2 | PR/2/04 | RETAIL - Electrical |  | 300000 | 300000 | TAKEON
23000179 | 2023 | CIP2023 | No | Region 1 | Gauteng North | 21242X | Silverton | MW-Replace carpets, Repaint the branch , | MW-Replace carpets, Repaint the branch ,New frosting for the front shops | Fabric: Retail | 2023-09-01 | 2023-09-30 | 2023-12-31 | CAPEX | PR/3 | PR/3/13 | RETAIL - Fabric - Other |  | 300000 | 300000 | TAKEON
23000180 | 2023 | CIP2023 | No | Region 3 | North West | 77787X | Mogwase Shopping centre | Replace carpets and paint throughout the | Replace carpets and paint throughout the branch. Replace ceiling boards and floor tiles. | Fabric: Retail | 2023-03-10 | 2023-03-17 | 2023-06-30 | CAPEX | PR/3 | PR/3/13 | RETAIL - Fabric - Other |  | 300000 | 300000 | TAKEON
23000181 | 2023 | CIP2023 | No | Region 3 | North West | 77546X | Koster | External refurb | External refurb | Fabric : Corporate | 2023-07-08 | 2023-07-15 | 2023-09-30 | CAPEX | PR/3 | PR/3/05 | CORP - FABRIC - Other |  | 300000 | 300000 | TAKEON
23000182 | 2023 | CIP2023 | No | Region 3 | Free State | 79303X | Fleurdal Mall | Build new ablution facility for branch s | Build new ablution facility for branch staff, supply new office chairs for the entire branch | Fabric: Retail | 2023-05-13 | 2023-05-18 | 2023-07-31 | CAPEX | PR/3 | PR/3/13 | RETAIL - Fabric - Other |  | 300000 | 300000 | TAKEON
23000183 | 2023 | CIP2023 | No | Region 3 | Northern Cape | 78432X | Douglas | Cosmetic upgrade - Paint walls, replace | Cosmetic upgrade - Paint walls, replace carpets, sand & varnish doors, counter at the teller area, replace banking hall tiles, kitchen cupboards and hydro boil. Kitchen cupboard may have an impact on ceramic tiles in kitchen | Fabric: Retail | 2023-04-14 | 2023-04-28 | 2023-07-31 | CAPEX | PR/3 | PR/3/13 | RETAIL - Fabric - Other |  | 300000 | 300000 | TAKEON
23000184 | 2023 | CIP2023 | Yes | Region 1 | Gauteng South | 21332X | Clearwater | Replace UPS batteries | Replace UPS batteries | Engineering: Corporate | 2023-03-15 | 2023-04-15 | 2023-06-30 | CAPEX | PR/1 | PR/1/04 | CORP - Electrical |  | 300000 | 300000 | TAKEON
23000185 | 2023 | CIP2023 | No | Energy | Mpumalanga | 35155X | Checkers Mall | Replace old Hager BMS with CCS BMS | Replace old Hager BMS with CCS BMS | Engineering: Retail | 2023-05-01 | 2023-08-31 | 2023-11-30 | CAPEX | PR/2 | PR/2/03 | RETAIL - Energy |  | 300000 | 300000 | TAKEON
23000186 | 2023 | OPEX | Yes | Region 3 | Free State | 79115X | Bultfontein | Waterproofing reinforcement of the entir | Waterproofing reinforcement of the entire roof | Waterproofing | 2023-05-22 | 2023-05-29 | 2023-08-31 | OPEX | 200 | 200 | CORP - Waterproofing |  | 300000 | 300000 | TAKEON
23000187 | 2023 | CIP2023 | Yes | Region 3 | Free State | 79312X | Absa Virginia | Replace HVAC Systems, including fresh-ai | Replace HVAC Systems, including fresh-air and extraction | Engineering: Retail | 2023-08-07 | 2023-08-30 | 2023-11-30 | CAPEX | PR/2 | PR/2/05 | RETAIL - Mechanical |  | 300000 | 300000 | TAKEON
23000188 | 2023 | OPEX | Yes | Region 3 | North West | 77096X | Absa Ventersdorp | Waterproofing reinforcement of the entir | Waterproofing reinforcement of the entire roof | Waterproofing | 2023-04-03 | 2023-04-10 | 2023-07-31 | OPEX | 200 | 200 | CORP - Waterproofing |  | 300000 | 300000 | TAKEON
23000189 | 2023 | CIP2023 | Yes | Region 1 | Gauteng South | 21526X | Absa Towers West | Upgrade of the Hydro taps at ATW kitchen | Upgrade of the Hydro taps at ATW kitchens and pause areas (Old parts that are expensive to maintain) | Fabric : Corporate | 2023-04-01 | 2023-05-30 | 2023-08-31 | CAPEX | PR/3 | PR/3/05 | CORP - Fabric - Other |  | 300000 | 300000 | TAKEON
23000190 | 2023 | OPEX | Yes | Region 3 | Free State | 78854X | Absa Heilbron | Waterproofing reinforcement of the entir | Waterproofing reinforcement of the entire roof | Waterproofing | 2023-09-12 | 2023-09-19 | 2023-11-30 | OPEX | 200 | 200 | CORP - Waterproofing |  | 300000 | 300000 | TAKEON
23000191 | 2023 | CIP2023 | No | Region 3 | KwaZulu-Natal | 76978X | Absa Bell Street | Refurbishment External | Refurbishment External | Fabric : Corporate | 2023-04-24 | 2023-05-02 | 2023-07-31 | CAPEX | PR/3 | PR/3/05 | CORP - FABRIC - Other |  | 300000 | 300000 | TAKEON
23000192 | 2023 | CIP2023 | No | Energy | Gauteng North | 76514X | Tshwane Market | Replacement of existing lighting with LE | Replacement of existing lighting with LED | Engineering: Retail | 2023-02-27 | 2023-08-31 | 2023-10-31 | CAPEX | PR/2 | PR/2/03 | RETAIL - Energy |  | 281770.69 | 281770.69 | TAKEON
23000193 | 2023 | CIP2023 | No | Region 3 | Free State | 70645X | Ficksburg | Replace carpets in treasury and customer | Replace carpets in treasury and customer services, replace ATM Qrails, repaint the branch with the new Corporate identity and paint all walls, new signages | Fabric: Retail | 2023-05-16 | 2023-05-26 | 2023-07-31 | CAPEX | PR/3 | PR/3/13 | RETAIL - Fabric - Other |  | 280000 | 280000 | TAKEON
23000194 | 2023 | CIP2023 | No | Region 1 | Gauteng South | 76849X | Absa Call Centre Auckland Park | Re-upholster the 3 blue benches to match | Re-upholster the 3 blue benches to match the approved ABSA colours . (2 Ground & 1 lower ground) | Fabric : Corporate | 2023-05-01 | 2023-05-30 | 2023-08-31 | CAPEX | PR/3 | PR/3/05 | CORP - Fabric - Other |  | 276969.25 | 276969.25 | TAKEON
23000195 | 2023 | CIP2023 | No | Region 1 | Gauteng North | 76677X | Absa Towers West, 15 Troy Street, Johannesburg CBD | Supply and install cooling fans (CIP 202 | Supply and install cooling fans (CIP 2023) The UPS fans have a life span of 5 years according to the OEM and the cooling fans on the 4 UPSs at Absa Towers West were installed more than 5 years ago and have exceeded their life span. The UPS systems were | Engineering: Corporate | 2023-02-27 | 2023-03-15 | 2023-06-30 | CAPEX | PR/1 | PR/1/05 | CORP - Mechanical |  | 275461.34 | 275461.34 | TAKEON
23000196 | 2023 | CIP2023 | No | Region 1 | Gauteng North | 78058X | Rayton Park Plaza | MW-Upgrade of ablution, kitchen and paus | MW-Upgrade of ablution, kitchen and pause area, Replace office furniture | Fabric: Retail | 2023-07-01 | 2023-07-30 | 2023-10-31 | CAPEX | PR/3 | PR/3/13 | RETAIL - Fabric - Other |  | 275000 | 275000 | TAKEON
23000197 | 2023 | OPEX | No | Energy | Western Cape | 79394X | Absa 106 York Street | Green Star SA Rating | Green Star SA Rating | Engineering: Retail | 2023-03-01 | 2023-08-31 | 2023-10-31 | OPEX | PR/2 | PR/2/03 | RETAIL - Energy |  | 270235.09 | 270235.09 | TAKEON
23000198 | 2023 | OPEX | No | Energy | North West | 77114X | Absa 99 Walter Sisulu Street | Green Star SA Rating | Green Star SA Rating | Engineering: Retail | 2023-03-01 | 2023-08-31 | 2023-10-31 | OPEX | PR/2 | PR/2/03 | RETAIL - Energy |  | 267590.31 | 267590.31 | TAKEON
23000199 | 2023 | CIP2023 | No | Region 3 | Limpopo | 21853X | Mall Of The North | Branch carpets, pause area and bathrooms | Branch carpets, pause area and bathrooms walls/doors to be repainted. | Fabric: Retail | 2023-03-10 | 2023-03-14 | 2023-06-30 | CAPEX | PR/3 | PR/3/13 | RETAIL - Fabric - Other |  | 265000 | 265000 | TAKEON
23000200 | 2023 | CIP2023 | Yes | National | Various | Various | Various Sites | National project for EOL items | National project for EOL items | Engineering: Corporate | 2023-02-28 | 2023-04-28 | 2023-08-31 | CAPEX | PR/1 | PR/1/06 | CORP - Fire |  | 258000 | 258000 | TAKEON
23000201 | 2023 | CIP2023 | No | Region 2 | Western Cape | 77789X | The John Montague Centre | Replace ceiling tiles in the entire bran | Replace ceiling tiles in the entire branch | Fabric: Retail | 2023-06-15 | 2023-06-29 | 2023-09-30 | CAPEX | PR/3 | PR/3/13 | RETAIL - Fabric - Other |  | 251000 | 251000 | TAKEON |  |  |  |  | 2023-06-15 | 2023-06-29 | 2023-09-30 | 2023-09-30 | 610003143
23000202 | 2023 | CIP2023 | No | Region 3 | Free State | 36261X | Twin City Heidedal | Replace old and worn carpets of the enti | Replace old and worn carpets of the entire branch | Fabric: Retail | 2023-03-17 | 2023-03-24 | 2023-06-30 | CAPEX | PR/3 | PR/3/13 | RETAIL - Fabric - Other |  | 250000 | 250000 | TAKEON
23000203 | 2023 | CIP2023 | No | Region 3 | North West | 77309X | Rustenburg Plaza | Replace carpets at customer services and | Replace carpets at customer services and sales consultant area. Supply of new rugs at waiting area. Repaint ATM room. (Investigate Replace carpets in offices) | Fabric: Retail | 2023-03-10 | 2023-03-17 | 2023-06-30 | CAPEX | PR/3 | PR/3/13 | RETAIL - Fabric - Other |  | 250000 | 250000 | TAKEON
23000204 | 2023 | CIP2023 | No | Region 3 | Northern Cape | 21312X | Postmasburg | Cosmetic upgrade-Replace banking hall fl | Cosmetic upgrade-Replace banking hall floor tiles, sand and varnish of CS and teller counters, ceilings to be considered | Fabric: Retail | 2023-03-24 | 2023-03-27 | 2023-06-30 | CAPEX | PR/3 | PR/3/13 | RETAIL - Fabric - Other |  | 250000 | 250000 | TAKEON
23000205 | 2023 | CIP2023 | No | Region 1 | Gauteng South | 77976X | Multiflora | MW-Repaint branch, Replace worn out carp | MW-Repaint branch, Replace worn out carpet tiles, Upgrade kitchen & Hydroboil | Fabric: Retail | 2023-04-01 | 2023-04-30 | 2023-07-31 | CAPEX | PR/3 | PR/3/13 | RETAIL - Fabric - Other |  | 250000 | 250000 | TAKEON
23000206 | 2023 | OPEX | No | Region 3 | Mpumalanga | 79205X | Lydenburg | Paint feature walls to introduce lux col | Paint feature walls to introduce lux colours | Fabric: Retail | 2023-05-26 | 2023-05-29 | 2023-08-31 | OPEX | PR/3 | PR/3/13 | RETAIL - Fabric - Other |  | 250000 | 250000 | TAKEON
23000207 | 2023 | CIP2023 | No | Region 3 | Limpopo | 78979X | Limpopo Mall | Replace the vinyl tile at ATM room due t | Replace the vinyl tile at ATM room due to dye stains and general wear & tear. Replace existing carpets, they are an older spec which are worn out and badly stained. | Fabric: Retail | 2023-03-24 | 2023-03-25 | 2023-05-31 | CAPEX | PR/3 | PR/3/13 | RETAIL - Fabric - Other |  | 250000 | 250000 | TAKEON
23000208 | 2023 | CIP2023 | No | Region 3 | Limpopo | 36103X | Lephalale Mall | Replace carpets - worn out and badly sta | Replace carpets - worn out and badly stained. | Fabric: Retail | 2023-03-17 | 2023-03-20 | 2023-06-30 | CAPEX | PR/3 | PR/3/13 | RETAIL - Fabric - Other |  | 250000 | 250000 | TAKEON
23000209 | 2023 | CIP2023 | No | Region 3 | Limpopo | 35022X | Elim Mall | Branch carpets needs to be replaced. | Branch carpets needs to be replaced. | Fabric: Retail | 2023-06-15 | 2023-06-30 | 2023-09-30 | CAPEX | PR/3 | PR/3/13 | RETAIL - Fabric - Other |  | 250000 | 250000 | TAKEON
23000210 | 2023 | CIP2023 | No | Region 3 | Mpumalanga | 77566X | Absa Volksrust | Revamp ablutions - Replace floor and wal | Revamp ablutions - Replace floor and wall tiles Paint feature walls to introduce lux colours Replace banking hall tiles - Old CI Replace vinyl's in ATM room - dye stains on floor | Fabric: Retail | 2023-06-23 | 2023-06-27 | 2023-09-30 | CAPEX | PR/3 | PR/3/13 | RETAIL - Fabric - Other |  | 250000 | 250000 | TAKEON
23000211 | 2023 | CIP2023 | No | Region 1 | Gauteng South | 77381X | Absa Towers North | Upgrade of the water damaged cupboard on | Upgrade of the water damaged cupboard on pause areas | Fabric : Corporate | 2023-06-01 | 2023-07-30 | 2023-10-31 | CAPEX | PR/3 | PR/3/05 | CORP - Fabric - Other |  | 250000 | 0 | TAKEON
23000212 | 2023 | CIP2023 | No | Region 1 | Gauteng North | 22491X | Absa Pretoria Campus | HVAC - New Installation- Install Filter | HVAC - New Installation- Install Filter Plenum Boxes (Fresh Air Fans) | Engineering: Corporate | 2023-04-01 | 2023-04-30 | 2023-07-31 | CAPEX | PR/1 | PR/1/05 | CORP - Mechanical |  | 250000 | 250000 | TAKEON
23000213 | 2023 | OPEX | No | Region 1 | Gauteng South | 77636X | Absa Meyerton | Water proofing maintenance - done in 202 | Water proofing maintenance - done in 2020 | Waterproofing | 2023-04-01 | 2023-04-30 | 2023-07-31 | OPEX | 200 | 200 | CORP - Waterproofing |  | 250000 | 250000 | TAKEON
23000214 | 2023 | CIP2023 | No | Region 2 | Western Cape | 77657X | Absa Lower Long Street | Create Change Rooms for AFS & Cleaning S | Create Change Rooms for AFS & Cleaning Staff | Fabric : Corporate | 2023-05-15 | 2023-06-15 | 2023-08-31 | CAPEX | PR/3 | PR/3/05 | CORP - FABRIC - Other |  | 250000 | 250000 | TAKEON |  |  |  |  | 2023-05-15 | 2023-06-15 | 2023-08-31 | 2023-08-31 | 610003135
23000215 | 2023 | OPEX | Yes | Region 3 | Free State | 78841X | Absa 17A Joubert Street | Waterproofing reinforcement of the entir | Waterproofing reinforcement of the entire roof | Waterproofing | 2023-05-10 | 2023-05-17 | 2023-09-30 | OPEX | 200 | 200 | CORP - Waterproofing |  | 250000 | 250000 | TAKEON
23000216 | 2023 | OPEX | Yes | Region 3 | Free State | 79300X | Absa 13 Van Zyl Street | Waterproofing reinforcement of the entir | Waterproofing reinforcement of the entire roof | Waterproofing | 2023-04-17 | 2023-04-24 | 2023-06-30 | OPEX | 200 | 200 | CORP - Waterproofing |  | 250000 | 250000 | TAKEON
23000217 | 2023 | CIP2023 | No | Region 1 | Gauteng North | 76677X | Absa Pretoria Campus, 270 Maggs Street, Pretoria | Supply and install cooling fans (CIP 202 | Supply and install cooling fans (CIP 2023) A request has been made to replace fans on 6 x 160 kVA and 4 x 60 kVA UPS units. The UPS fans have an life span of 5 years according to the OEM. The fans on this units are noisy which is an indication that the fa | Engineering: Corporate | 2023-03-01 | 2023-03-30 | 2023-06-30 | CAPEX | PR/1 | PR/1/05 | CORP - Mechanical |  | 244475.12 | 244475.12 | TAKEON
23000218 | 2023 | CIP2023 | No | Region 3 | KwaZulu-Natal | 77861X | Eshowe Branch | Install Online Desk/Helpline & Signage & | Install Online Desk/Helpline & Signage & Repaint Banking Hall with new Marketing Feature Wall | Fabric: Retail | 2023-03-10 | 2023-03-19 | 2023-06-30 | CAPEX | PR/3 | PR/3/13 | RETAIL - Fabric - Other |  | 242032 | 242032 | TAKEON
23000219 | 2023 | CIP2023 | No | Region 3 | KwaZulu-Natal | 78271X | Ballito Junction Mall | Carpets need to be replaced in back offi | Carpets need to be replaced in back office and pause area. Carpets in kitchen to be replaced with floor tiles & Marketing Feature Wall | Fabric: Retail | 2023-07-23 | 2023-07-28 | 2023-10-31 | CAPEX | PR/3 | PR/3/13 | RETAIL - Fabric - Other |  | 240000 | 240000 | TAKEON
23000220 | 2023 | CIP2023 | No | Region 3 | KwaZulu-Natal | 77968X | Absa Nkandla | Replacement of floor tiles and carpets | Replacement of floor tiles and carpets | Fabric: Retail | 2023-07-17 | 2023-07-24 | 2023-09-30 | CAPEX | PR/3 | PR/3/13 | RETAIL - Fabric - Other |  | 240000 | 240000 | TAKEON
23000221 | 2023 | OPEX | No | Energy | North West | 76644X | Absa Brits | Green Star SA Rating | Green Star SA Rating | Engineering: Retail | 2023-03-01 | 2023-08-31 | 2023-10-31 | OPEX | PR/2 | PR/2/03 | RETAIL - Energy |  | 239180.35 | 239180.35 | TAKEON
23000222 | 2023 | OPEX | No | Energy | North West | 77806X | Absa Lichtenburg | Green Star SA Rating | Green Star SA Rating | Engineering: Retail | 2023-03-01 | 2023-08-31 | 2023-10-31 | OPEX | PR/2 | PR/2/03 | RETAIL - Energy |  | 238583.15 | 238583.15 | TAKEON
23000223 | 2023 | OPEX | No | Energy | Gauteng South | 79331X | Absa Voortrekker Street Alberton | Green Star SA Rating | Green Star SA Rating | Engineering: Retail | 2023-03-01 | 2023-08-31 | 2023-10-31 | OPEX | PR/2 | PR/2/03 | RETAIL - Energy |  | 234658.65 | 234658.65 | TAKEON
23000224 | 2023 | CIP2023 | No | Region 1 | Gauteng North | 36239X | Olievenhout Plaza | MW-Replace tiles, Benches, bumper rails, | MW-Replace tiles, Benches, bumper rails, paint walls ATM lobby queueing system, Man trap door & carpet | Fabric: Retail | 2023-05-01 | 2023-05-30 | 2023-08-31 | CAPEX | PR/3 | PR/3/13 | RETAIL - Fabric - Other |  | 230000 | 230000 | TAKEON
23000225 | 2023 | CIP2023 | No | Region 1 | Gauteng South | 36244X | Northmead Square | MW-Carpet replacement, Repainting | MW-Carpet replacement, Repainting | Fabric: Retail | 2023-04-01 | 2023-04-30 | 2023-07-31 | CAPEX | PR/3 | PR/3/13 | RETAIL - Fabric - Other |  | 230000 | 230000 | TAKEON
23000226 | 2023 | CIP2023 | No | Energy | Western Cape | 77848X | Absa Brackenfell | Replacement of existing lighting with LE | Replacement of existing lighting with LED | Engineering: Retail | 2023-02-27 | 2023-08-31 | 2023-10-31 | CAPEX | PR/2 | PR/2/03 | RETAIL - Energy |  | 226566.54 | 226566.54 | TAKEON
23000227 | 2023 | CIP2023 | Yes | Region 2 | Western Cape | 77700X | 49 Main Road Gansbaai | HVAC upgrade | HVAC upgrade | Engineering: Retail | 2023-05-02 | 2023-06-01 | 2023-09-30 | CAPEX | PR/2 | PR/2/05 | RETAIL - Mechanical |  | 225000 | 225000 | TAKEON |  |  |  |  | 2023-05-02 | 2023-06-30 | 2023-09-30 | 2023-09-30 | 610003131
23000228 | 2023 | CIP2023 | No | Region 1 | Gauteng South | 70638X | Johannesburg Park Station 70638X | MW- Replace carpets, Internal and extern | MW- Replace carpets, Internal and external painting, Replace check in counter | Fabric: Retail | 2023-05-01 | 2023-05-30 | 2023-08-31 | CAPEX | PR/3 | PR/3/13 | RETAIL - Fabric - Other |  | 220000 | 220000 | TAKEON
23000229 | 2023 | CIP2023 | No | Region 3 | KwaZulu-Natal | 78106X | Dundee | Replacement of ceiling tiles and complet | Replacement of ceiling tiles and complete revamp of ablutions | Fabric: Retail | 2023-07-20 | 2023-07-24 | 2023-09-30 | CAPEX | PR/3 | PR/3/13 | RETAIL - Fabric - Other |  | 220000 | 220000 | TAKEON
23000230 | 2023 | CIP2023 | No | Region 1 | Gauteng South | 78651X | Diepsloot Mall | Bulk Cash Teller required / closed off f | Bulk Cash Teller required / closed off for privacy | Fabric: Retail | 2023-03-15 | 2023-04-15 | 2023-06-30 | CAPEX | PR/3 | PR/3/13 | RETAIL - Fabric - Other |  | 220000 | 220000 | TAKEON
23000231 | 2023 | CIP2023 | No | Region 3 | Limpopo | 37045X | Thaba Mall | All carpets to be replaced due to the re | All carpets to be replaced due to the red soil in the area. | Fabric: Retail | 2023-04-21 | 2023-04-24 | 2023-06-30 | CAPEX | PR/3 | PR/3/13 | RETAIL - Fabric - Other |  | 210000 | 210000 | TAKEON
23000232 | 2023 | OPEX | No | Energy | Eastern Cape | 78329X | Absa King William's Town | Green Star SA Rating | Green Star SA Rating | Engineering: Retail | 2023-03-01 | 2023-08-31 | 2023-10-31 | OPEX | PR/2 | PR/2/03 | RETAIL - Energy |  | 206589.95 | 206589.95 | TAKEON
23000233 | 2023 | CIP2023 | No | Region 1 | Gauteng North | 21273X | Irene Village | Man Trap Door | Man Trap Door | Fabric: Retail | 2023-03-20 | 2023-03-25 | 2023-05-31 | CAPEX | PR/3 | PR/3/13 | RETAIL - Fabric - Other |  | 204979.59 | 204979.59 | TAKEON
23000234 | 2023 | CIP2023 | No | Region 3 | Mpumalanga | 79265X | Thulamahashe (Planned limited scope 2023) | Replace floor tiles in banking hall - Ol | Replace floor tiles in banking hall - Old spec - holes where Q-rails moved Replace floor tiles in ATM area - Old spec - holes where Q-rails moved Replace floor tiles in ablutions - Vinyl very old and worn Repaint BA office & Ablutions with new CI - Still | Fabric: Retail | 2023-04-21 | 2023-04-25 | 2023-06-30 | CAPEX | PR/3 | PR/3/13 | RETAIL - Fabric - Other |  | 200881.67 | 200881.67 | TAKEON
23000235 | 2023 | OPEX | No | Region 3 | Mpumalanga | 77028X | Kriel | Paint feature walls to introduce lux col | Paint feature walls to introduce lux colours | Fabric: Retail | 2023-05-12 | 2023-05-15 | 2023-07-31 | OPEX | PR/3 | PR/3/13 | RETAIL - Fabric - Other |  | 200881.67 | 200881.67 | TAKEON
23000236 | 2023 | CIP2023 | No | Region 3 | Free State | 79096X | Warden | Need to replace the q-rails in the banki | Need to replace the q-rails in the banking hall and floor tiles. Ceiling tiles to be included | Fabric: Retail | 2023-06-06 | 2023-06-16 | 2023-08-31 | CAPEX | PR/3 | PR/3/13 | RETAIL - Fabric - Other |  | 200000 | 200000 | TAKEON
23000237 | 2023 | CIP2023 | No | Region 3 | Mpumalanga | 35034X | Secunda Mall | Replace banking hall tiles - Many chippe | Replace banking hall tiles - Many chipped and damaged. Those replaced do not match giving patchwork quilt effect. Paint entire branch with new CI - 4 different colours on the walls currently | Fabric: Retail | 2023-06-01 | 2023-06-15 | 2023-08-31 | CAPEX | PR/3 | PR/3/13 | RETAIL - Fabric - Other |  | 200000 | 200000 | TAKEON
23000238 | 2023 | CIP2023 | No | Region 1 | Gauteng South | 36213X | Nicolway Bryanston | Floor tiles to be replaced | Floor tiles to be replaced | Fabric: Retail | 2023-04-01 | 2023-04-30 | 2023-07-31 | CAPEX | PR/3 | PR/3/13 | RETAIL - Fabric - Other |  | 200000 | 200000 | TAKEON
23000239 | 2023 | CIP2023 | No | Region 3 | North West | 77784X | Mega City | Modifications on the existing HVAC | Modifications on the existing HVAC | Engineering: Retail | 2023-04-07 | 2023-04-30 | 2023-09-30 | CAPEX | PR/2 | PR/2/05 | RETAIL - Mechanical |  | 200000 | 200000 | TAKEON
23000240 | 2023 | CIP2023 | Yes | Region 1 | Gauteng South | 70656X | Alice lane North | Starter Batteries for Generators | Starter Batteries for Generators | Engineering: Corporate | 2023-04-01 | 2023-04-30 | 2023-07-31 | CAPEX | PR/1 | PR/1/04 | CORP - Electrical |  | 200000 | 200000 | TAKEON
23000241 | 2023 | CIP2023 | Yes | Region 1 | Gauteng South | 70656x | Alice lane North | Equinox - Parking Balustrade - 30 Bays | Equinox - Parking Balustrade - 30 Bays | Fabric : Corporate | 2023-08-01 | 2023-08-30 | 2023-11-30 | CAPEX | PR/3 | PR/3/05 | CORP - FABRIC - Other |  | 200000 | 200000 | TAKEON
23000242 | 2023 | CIP2023 | Yes | Region 2 | Western Cape | 78016X | Absa Worcester | Replace Central rooftop package- AC Unit | Replace Central rooftop package- AC Unit | Engineering: Retail | 2023-08-15 | 2023-09-30 | 2023-12-31 | CAPEX | PR/2 | PR/2/05 | RETAIL - Mechanical |  | 200000 | 200000 | TAKEON |  |  |  |  | 2023-08-15 | 2023-09-30 | 2023-12-31 | 2023-12-31 | 610003147
23000243 | 2023 | CIP2023 | Yes | Region 1 | Gauteng South | 77381X | Absa Towers North | Upgrade of the of the hydro taps at ATN | Upgrade of the of the hydro taps at ATN kitchens and pause areas | Fabric : Corporate | 2023-04-01 | 2023-04-30 | 2023-07-31 | CAPEX | PR/3 | PR/3/05 | CORP - Fabric - Other |  | 200000 | 200000 | TAKEON
23000244 | 2023 | CIP2023 | No | Region 1 | Gauteng North | 22491X | Absa Pretoria Campus | Maggs and Petroleum street and block E | Maggs and Petroleum street and block E , J replace damaged tar | Fabric : Corporate | 2023-05-01 | 2023-05-30 | 2023-08-31 | CAPEX | PR/3 | PR/3/05 | CORP - Fabric - Other |  | 200000 | 200000 | TAKEON
23000245 | 2023 | CIP2023 | No | Region 3 | Mpumalanga | 77121X | Absa Piet Retief | Refresh building facade - Mosaics - Cano | Refresh building facade - Mosaics - Canopy | Fabric : Corporate | 2023-03-10 | 2023-03-24 | 2023-06-30 | CAPEX | PR/3 | PR/3/05 | CORP - FABRIC - Other |  | 200000 | 200000 | TAKEON
23000246 | 2023 | OPEX | Yes | Region 3 | North West | 78143X | Absa Ottosdal | Waterproofing reinforcement of the entir | Waterproofing reinforcement of the entire roof | Waterproofing | 2023-04-10 | 2023-04-15 | 2023-08-31 | OPEX | 200 | 200 | CORP - Waterproofing |  | 200000 | 200000 | TAKEON
23000247 | 2023 | CIP2023 | No | Region 3 | Limpopo | 76721X | Absa Mokopane | Replace ceiling boards - they are damage | Replace ceiling boards - they are damaged, do not match and there are sagging ceiling T's. ATM lobby to be painted and also Q-rails to be replaced as they are worn out. | Fabric: Retail | 2023-05-12 | 2023-05-16 | 2023-07-31 | CAPEX | PR/3 | PR/3/13 | RETAIL - Fabric - Other |  | 200000 | 200000 | TAKEON
23000248 | 2023 | OPEX | Yes | Region 3 | Mpumalanga | 78145X | Absa Carolina | Waterproofing reinforcement of the entir | Waterproofing reinforcement of the entire roof | Waterproofing | 2023-04-10 | 2023-04-14 | 2023-07-31 | OPEX | 200 | 200 | CORP - Waterproofing |  | 200000 | 200000 | TAKEON
23000249 | 2023 | OPEX | Yes | Region 1 | Gauteng South | 76403X | Absa Annan Road, Carletonville | Waterproofing reinforcement of the entir | Waterproofing reinforcement of the entire roof | Waterproofing | 2023-04-01 | 2023-04-30 | 2023-07-31 | OPEX | 200 | 200 | CORP - Waterproofing |  | 200000 | 200000 | TAKEON
23000250 | 2023 | OPEX | No | Region 1 | Gauteng South | 35041X | Alice Lane South | Replace cushions or reupholstery in Agor | Replace cushions or reupholstery in Agora Area & Upholstery of Equinox chairs and Reception waiting area arm chairs | Fabric : Corporate | 2023-03-20 | 2023-05-31 | 2023-08-31 | OPEX | PR/3 | PR/3/05 | CORP - Fabric - Other |  | 190939.33 | 190939.33 | TAKEON
23000251 | 2023 | CIP2023 | No | Region 2 | Western Cape | 77712X | Absa Villiersdorp | Installation of the UPS | Installation of the UPS | Engineering: Retail | 2023-06-19 | 2023-06-26 | 2023-10-31 | CAPEX | PR/2 | PR/2/04 | RETAIL - Electrical |  | 190000 | 190000 | TAKEON |  |  |  |  | 2023-07-15 | 2023-08-22 | 2023-10-31 | 2023-10-31 | 610003146
23000252 | 2023 | CIP2023 | No | Region 2 | Western Cape | 77249X | Absa Moorreesburg | Installation of 15KVA stand alone UPS | Installation of 15KVA stand alone UPS | Engineering: Retail | 2023-05-15 | 2023-05-22 | 2023-10-31 | CAPEX | PR/2 | PR/2/04 | RETAIL - Electrical |  | 190000 | 190000 | TAKEON |  |  |  |  | 2023-05-15 | 2023-05-22 | 2023-10-31 | 2023-10-31 | ASP-WC0257
23000253 | 2023 | OPEX | No | Region 3 | Mpumalanga | 21892X | Manzana Shopping Centre (Elukwatini) | Paint branch - Currently still Country M | Paint branch - Currently still Country Mushroom - Update walls with new CI and introduce lux colours | Fabric: Retail | 2023-05-01 | 2023-05-15 | 2023-07-31 | OPEX | PR/3 | PR/3/13 | RETAIL - Fabric - Other |  | 185000 | 185000 | TAKEON
23000254 | 2023 | CIP2023 | No | Region 3 | North West | 77915X | Hartebeesfontein | Paint walls, replace carpets BOH, sand & | Paint walls, replace carpets BOH, sand & varnish counter at the teller / treasury area | Fabric: Retail | 2023-05-15 | 2023-05-31 | 2023-08-31 | CAPEX | PR/3 | PR/3/13 | RETAIL - Fabric - Other |  | 185000 | 185000 | TAKEON
23000255 | 2023 | CIP2023 | No | National | Various | Various | Various Sites | New Equipment 2022 | New Equipment 2022 | BAU FM Work | 2023-02-01 | 2023-08-30 | 2023-11-30 | CAPEX | PR/8 | PR/8/04 | CORP - BAU Catering |  | 182610 | 182610 | TAKEON
23000256 | 2023 | OPEX | No | Energy | Gauteng South | 76403X | Absa Annan Road | Green Star SA Rating | Green Star SA Rating | Engineering: Retail | 2023-03-01 | 2023-08-31 | 2023-10-31 | OPEX | PR/2 | PR/2/03 | RETAIL - Energy |  | 181421.96 | 181421.96 | TAKEON
23000257 | 2023 | CIP2023 | No | Region 3 | North West | 77725X | Mahikeng | Replace internal signage, blinds and wai | Replace internal signage, blinds and waiting area chairs | Fabric: Retail | 2023-03-16 | 2023-03-21 | 2023-06-30 | CAPEX | PR/3 | PR/3/13 | RETAIL - Fabric - Other |  | 180000 | 180000 | TAKEON
23000258 | 2023 | CIP2023 | No | Region 3 | Limpopo | 76789X | Absa Lephalale | Upgrade of both male and female ablution | Upgrade of both male and female ablutions - old spec on floor and walls. (Toilet seats and basins to be included) Replace vinyl tiles at ATM and Server room - old spec and badly worn out. Paint walls and doors for Server, ATM rooms & Treasury - narrow pa | Fabric: Retail | 2023-06-09 | 2023-06-14 | 2023-08-31 | CAPEX | PR/3 | PR/3/13 | RETAIL - Fabric - Other |  | 180000 | 180000 | TAKEON
23000259 | 2023 | OPEX | No | Energy | Western Cape | 77747X | Absa Mossel Bay | Green Star SA Rating | Green Star SA Rating | Engineering: Retail | 2023-03-01 | 2023-08-31 | 2023-10-31 | OPEX | PR/2 | PR/2/03 | RETAIL - Energy |  | 176220.3 | 176220.3 | TAKEON
23000260 | 2023 | CIP2023 | No | Region 3 | Mpumalanga | 78671X | Kabokweni Plaza | Replace back of house & BA office carpet | Replace back of house & BA office carpets - Old spec and worn out Repaint back of house & BA office - BOH = Country Mushroom / BA office = yellow Paint feature walls to introduce lux colours | Fabric: Retail | 2023-04-07 | 2023-04-11 | 2023-06-30 | CAPEX | PR/3 | PR/3/13 | RETAIL - Fabric - Other |  | 175881.67 | 175881.67 | TAKEON
23000261 | 2023 | CIP2023 | No | Region 3 | Free State | 78856X | Absa Koppies Bloemfontein | Branch need x3 Carports & Paving | Branch need x3 Carports & Paving | Fabric : Corporate | 2023-06-08 | 2023-06-18 | 2023-08-31 | CAPEX | PR/3 | PR/3/05 | CORP - FABRIC - Other |  | 175000 | 175000 | TAKEON
23000262 | 2023 | CIP2023 | No | Region 1 | Gauteng North | 22491X | Absa Pretoria Campus | Block A labelling 80 Pillars / Columns | Block A labelling 80 Pillars / Columns double sided | Fabric : Corporate | 2023-03-20 | 2023-04-15 | 2023-06-30 | CAPEX | PR/3 | PR/3/05 | CORP - Fabric - Other |  | 165000 | 165000 | TAKEON
23000263 | 2023 | CIP2023 | No | Region 3 | KwaZulu-Natal | 22460X | Ridgeside ABSA RHO | Install 5 x dehumidifiers | Install 5 x dehumidifiers | Engineering: Corporate | 2023-03-01 | 2023-03-06 | 2023-05-31 | CAPEX | PR/1 | PR/1/05 | CORP - Mechanical |  | 160000 | 160000 | TAKEON
23000264 | 2023 | CIP2023 | No | Region 3 | KwaZulu-Natal | 77269X | Verulam | Tiling of banking hall and ATM area | Tiling of banking hall and ATM area | Fabric: Retail | 2023-03-16 | 2023-03-21 | 2023-09-30 | CAPEX | PR/3 | PR/3/13 | RETAIL - Fabric - Other |  | 150000 | 150000 | TAKEON
23000265 | 2023 | OPEX | No | Region 1 | Gauteng North | 21861X | Sanridge Square Shopping Centre | External & Internal painting | External & Internal painting | Fabric: Retail | 2023-07-01 | 2023-07-30 | 2023-10-31 | OPEX | PR/3 | PR/3/13 | RETAIL - Fabric - Other |  | 150000 | 150000 | TAKEON
23000266 | 2023 | CIP2023 | No | Region 3 | Limpopo | 76790X | Pioneer Centre | Upgrade of kitchen area and ablutions f | Upgrade of kitchen area and ablutions facilities - these are both a very old spec. Revolving door frame badly worn out and aesthetically does not meet the Absa standards. | Fabric: Retail | 2023-06-23 | 2023-06-27 | 2023-09-30 | CAPEX | PR/3 | PR/3/13 | RETAIL - Fabric - Other |  | 150000 | 150000 | TAKEON
23000267 | 2023 | CIP2023 | No | Region 3 | Free State | 78350X | Parys | New carpets for entire branch | New carpets for entire branch | Fabric: Retail | 2023-04-15 | 2023-04-30 | 2023-11-30 | CAPEX | PR/3 | PR/3/13 | RETAIL - Fabric - Other |  | 150000 | 150000 | TAKEON
23000268 | 2023 | CIP2023 | No | Region 3 | KwaZulu-Natal | 77258X | Ixopo Memorial Hall | Ceiling grid and ceiling tiles to be rep | Ceiling grid and ceiling tiles to be replaced and replace under counter geyser with hydro boil | Fabric: Retail | 2023-05-05 | 2023-05-15 | 2023-07-31 | CAPEX | PR/3 | PR/3/13 | RETAIL - Fabric - Other |  | 150000 | 150000 | TAKEON
23000269 | 2023 | OPEX | No | Region 2 | Western Cape | 76946X | Cape Town International Airport | Painting of Walls with new ABSA colours | Painting of Walls with new ABSA colours | Fabric: Retail | 2023-05-15 | 2023-05-30 | 2023-11-30 | OPEX | PR/3 | PR/3/13 | RETAIL - Fabric - Other |  | 150000 | 150000 | TAKEON |  |  |  |  | 2023-07-15 | 2023-08-30 | 2023-11-30 | 2023-11-30 | 610003149
23000270 | 2023 | CIP2023 | No | Region 1 | Gauteng South | 21330X | Birch Acres Mall | Ceiling boards & benches | Ceiling boards & benches | Fabric: Retail | 2023-03-20 | 2023-04-15 | 2023-06-30 | CAPEX | PR/3 | PR/3/13 | RETAIL - Fabric - Other |  | 150000 | 150000 | TAKEON
23000271 | 2023 | CIP2023 | Yes | Region 1 | Gauteng South | 21843X | Alice Lane Podium | Replacement of Umbrellas for all decks i | Replacement of Umbrellas for all decks i.e. ALS ,ALN subject to alternate shade solution confirmation by VP | Fabric : Corporate | 2023-05-01 | 2023-05-30 | 2023-08-31 | CAPEX | PR/3 | PR/3/05 | CORP - Fabric - Other |  | 150000 | 150000 | TAKEON
23000272 | 2023 | CIP2023 | No | Region 1 | Gauteng North | 22491X | Absa Pretoria Campus | Refurbishment 18 faded directional signa | Refurbishment 18 faded directional signage - double sided | Fabric : Corporate | 2023-07-01 | 2023-07-30 | 2023-10-31 | CAPEX | PR/3 | PR/3/05 | CORP - Fabric - Other |  | 150000 | 150000 | TAKEON
23000273 | 2023 | CIP2023 | No | Energy | North West | 77114X | Absa 99 Walter Sisulu Street | Linking HVAC to BMS | Linking HVAC to BMS | Engineering: Retail | 2023-04-17 | 2023-07-31 | 2023-10-31 | CAPEX | PR/2 | PR/2/03 | RETAIL - Energy |  | 150000 | 150000 | TAKEON
23000274 | 2023 | CIP2023 | No | Region 1 | Gauteng South | 21335X | 270 Republic Road DC | Replacement of generator starter batteri | Replacement of generator starter batteries | Engineering: Corporate | 2023-09-01 | 2023-09-30 | 2023-12-31 | CAPEX | PR/1 | PR/1/04 | CORP - Electrical |  | 150000 | 150000 | TAKEON
23000275 | 2023 | CIP2023 | Yes | Region 2 | Western Cape | 78135X | Riebeeck West | HVAC Replacement | HVAC Replacement | Engineering: Retail | 2023-03-06 | 2023-04-15 | 2023-05-31 | CAPEX | PR/2 | PR/2/05 | RETAIL - Mechanical |  | 140000 | 140000 | TAKEON |  |  |  |  | 2023-03-06 | 2023-04-15 | 2023-05-31 | 2023-05-31 | ASP-WC0255
23000276 | 2023 | CIP2023 | No | Region 3 | Limpopo | 36251X | Groblersdal Mall | Ceramic floor tiles at pause area, leadi | Ceramic floor tiles at pause area, leading to ablutions badly cracked and need to be replaced - approximately 50 tiles. Walls in ATM room to be painted, these are damaged by trolleys. Wall behind tellers the lux colour paint is peeling reflecting original | Fabric: Retail | 2023-04-01 | 2023-04-15 | 2023-06-30 | CAPEX | PR/3 | PR/3/13 | RETAIL - Fabric - Other |  | 135000 | 135000 | TAKEON
23000277 | 2023 | CIP2023 | Yes | Region 1 | Gauteng South | 70656X | Alice lane North | Emergency doors louvres- When it rains w | Emergency doors louvres- When it rains water seeps through. Need covering. 1.8m x 2.7m x2 doors. | Fabric : Corporate | 2023-03-20 | 2023-04-15 | 2023-06-30 | CAPEX | PR/3 | PR/3/05 | CORP - FABRIC - Other |  | 132000 | 132000 | TAKEON
23000278 | 2023 | CIP2023 | No | Region 1 | Gauteng South | 21334X | 268 Republic Road | Install Gate Motors | Install Gate Motors | Fabric : Corporate | 2023-03-20 | 2023-03-25 | 2023-05-31 | CAPEX | PR/3 | PR/3/05 | CORP - Fabric - Other |  | 130000 | 130000 | TAKEON
23000279 | 2023 | CIP2023 | No | Region 2 | Eastern Cape | Various | Various Eastern Cape Sites | Procurement of 10 Portable HVAC units an | Procurement of 10 Portable HVAC units and 10 Oscillating Fans The request is for the procurement of 10 X 12000 BTU portable HVAC units and 10 X floor oscillating fans to mitigate the risks during HVAC breakdowns. 5 X portable fans and 5 X oscillating fans | Engineering: Retail | 2023-02-15 | 2023-02-28 | 2023-05-31 | CAPEX | PR/2 | PR/2/10 | RETAIL - New assets |  | 126922.28 | 126922.28 | TAKEON |  |  |  |  | 2023-02-15 | 2023-02-28 | 2023-05-31 | 2023-05-31 | ASP-EC0272
23000280 | 2023 | CIP2023 | No | Region 3 | Northern Cape | 21822X | Warrenton | Replace banking hall floor tiles. | Replace banking hall floor tiles. | Fabric: Retail | 2023-03-15 | 2023-03-31 | 2023-06-30 | CAPEX | PR/3 | PR/3/13 | RETAIL - Fabric - Other |  | 120000 | 120000 | TAKEON
23000281 | 2023 | CIP2023 | No | Region 1 | Gauteng South | 36227X | Springs Mall | MW-Repainting, cover client seating in p | MW-Repainting, cover client seating in plastic, Consideration to make a store room in back office | Fabric: Retail | 2023-09-01 | 2023-09-30 | 2023-12-31 | CAPEX | PR/3 | PR/3/13 | RETAIL - Fabric - Other |  | 120000 | 120000 | TAKEON
23000282 | 2023 | CIP2023 | No | Region 3 | KwaZulu-Natal | 21052X | Ladysmith Bulk | Re-carpet & Replace Ceiling Tiles | Re-carpet & Replace Ceiling Tiles | Fabric: Retail | 2023-03-20 | 2023-03-31 | 2023-06-30 | CAPEX | PR/3 | PR/3/13 | RETAIL - Fabric - Other |  | 120000 | 120000 | TAKEON
23000283 | 2023 | OPEX | No | Region 1 | Gauteng South | 77381X | Absa Towers North | Damaged raised flooring on 3rd & 4th flo | Damaged raised flooring on 3rd & 4th floor call centre (DD Phase) | Engineering: Corporate | 2023-04-20 | 2023-06-15 | 2023-08-31 | OPEX | PR/1 | PR/1/02 | CORP - Engineering and Infrastructure |  | 116847.11 | 116847.11 | TAKEON
23000284 | 2023 | CIP2023 | No | Region 1 | Gauteng South | 77152X | Vaal Mall | MW-Carpets by customer service to be rep | MW-Carpets by customer service to be replaced, Repainting | Fabric: Retail | 2023-08-01 | 2023-08-30 | 2023-11-30 | CAPEX | PR/3 | PR/3/13 | RETAIL - Fabric - Other |  | 100000 | 100000 | TAKEON
23000285 | 2023 | OPEX | No | Region 1 | Gauteng South | 77666X | The Village Square, Randfontein | Repaint entire branch | Repaint entire branch | Fabric: Retail | 2023-08-01 | 2023-08-30 | 2023-11-30 | OPEX | PR/3 | PR/3/13 | RETAIL - Fabric - Other |  | 100000 | 100000 | TAKEON
23000286 | 2023 | OPEX | No | Region 1 | Gauteng North | 36250X | The Boulders Shopping Centre | waterproofing by all windows | waterproofing by all windows | Waterproofing | 2023-08-01 | 2023-08-30 | 2023-11-30 | OPEX | 200 | 200 | CORP - Waterproofing |  | 100000 | 100000 | TAKEON
23000287 | 2023 | CIP2023 | No | Region 3 | North West | 77309X | Rustenburg Plaza | Linking generator to BMS | Linking generator to BMS | Engineering: Retail | 2023-04-14 | 2023-04-16 | 2023-06-30 | CAPEX | PR/2 | PR/2/09 | RETAIL - BMS and EMS Systems |  | 100000 | 100000 | TAKEON
23000288 | 2023 | CIP2023 | No | Region 1 | Gauteng North | 37152X | Renbro Hammanskraal | Install ATM privacy partition x 2 outsid | Install ATM privacy partition x 2 outside | Fabric: Retail | 2023-08-01 | 2023-08-30 | 2023-11-30 | CAPEX | PR/3 | PR/3/13 | RETAIL - Fabric - Other |  | 100000 | 100000 | TAKEON
23000289 | 2023 | CIP2023 | No | Region 1 | Gauteng North | 37014X | Queenswood Quarter | MW-Replace back office carpets, Repaint | MW-Replace back office carpets, Repaint the branch | Fabric: Retail | 2023-07-01 | 2023-07-30 | 2023-10-31 | CAPEX | PR/3 | PR/3/13 | RETAIL - Fabric - Other |  | 100000 | 100000 | TAKEON
23000290 | 2023 | CIP2023 | No | Energy | Gauteng South | 76610X | Primrose Mall | Emergency lighting required | Emergency lighting required | Engineering: Retail | 2023-02-27 | 2023-08-31 | 2023-10-31 | CAPEX | PR/2 | PR/2/03 | RETAIL - Energy |  | 100000 | 100000 | TAKEON
23000291 | 2023 | CIP2023 | No | Region 3 | Mpumalanga | 77974X | Mkhuhlu Mall | Replace ablution floor tiles - Limited s | Replace ablution floor tiles - Limited scope project completed in 2018 nothing done in the ablutions Paint feature walls to introduce lux colours | Fabric: Retail | 2023-03-24 | 2023-03-27 | 2023-05-31 | CAPEX | PR/3 | PR/3/13 | RETAIL - Fabric - Other |  | 100000 | 100000 | TAKEON
23000292 | 2023 | CIP2023 | No | Region 3 | North West | 77784X | Mega City | Linking UPS to BMS | Linking UPS to BMS | Engineering: Retail | 2023-05-06 | 2023-05-08 | 2023-07-31 | CAPEX | PR/2 | PR/2/09 | RETAIL - BMS and EMS Systems |  | 100000 | 100000 | TAKEON
23000293 | 2023 | OPEX | No | Region 3 | Mpumalanga | 77316X | Matsamo Plaza (Schoemansdal) | Paint feature walls to introduce lux col | Paint feature walls to introduce lux colours Refurbish teller counters - Counters very old and damaged | Fabric: Retail | 2023-02-10 | 2023-02-10 | 2023-06-30 | OPEX | PR/3 | PR/3/13 | RETAIL - Fabric - Other |  | 100000 | 100000 | TAKEON
23000294 | 2023 | CIP2023 | No | Energy | North West | 35153X | Matlosana Mall | Linking HVAC to BMS | Linking HVAC to BMS | Engineering: Retail | 2023-04-17 | 2023-07-31 | 2023-10-31 | CAPEX | PR/2 | PR/2/03 | RETAIL - Energy |  | 100000 | 100000 | TAKEON
23000295 | 2023 | CIP2023 | No | Region 1 | Gauteng North | 36105X | Mall Of Africa | MW- ATM room paint walls and passaged le | MW- ATM room paint walls and passaged leading to ATM area as well, All doors need to be repainted due to damaged by trollies bumping doors and parcels | Fabric: Retail | 2023-08-01 | 2023-08-30 | 2023-11-30 | CAPEX | PR/3 | PR/3/13 | RETAIL - Fabric - Other |  | 100000 | 100000 | TAKEON
23000296 | 2023 | CIP2023 | No | Region 3 | Free State | 78795X | Loch Logan | Move host cubicle to the front of the br | Move host cubicle to the front of the branch | Fabric: Retail | 2023-06-15 | 2023-06-16 | 2023-06-30 | CAPEX | PR/3 | PR/3/13 | RETAIL - Fabric - Other |  | 100000 | 100000 | TAKEON
23000297 | 2023 | CIP2023 | No | Region 3 | North West | 77806X | Lichtenburg | External Refurb | External Refurb | Fabric : Corporate | 2023-04-10 | 2023-04-17 | 2023-06-30 | CAPEX | PR/3 | PR/3/05 | CORP - FABRIC - Other |  | 100000 | 100000 | TAKEON
23000298 | 2023 | CIP2023 | No | Region 1 | Gauteng North | 76649X | Kolonnade Shopping Centre | MW- New chairs, replace frosting to insi | MW- New chairs, replace frosting to inside window, upgrade bathrooms, replace carpet with vinyl in server room, replace vinyl in ATM room floor. | Fabric: Retail | 2023-05-01 | 2023-05-30 | 2023-08-31 | CAPEX | PR/3 | PR/3/13 | RETAIL - Fabric - Other |  | 100000 | 100000 | TAKEON
23000299 | 2023 | CIP2023 | No | Region 1 | Gauteng South | 77563X | Jorrisen Place | MW- ATM room floor tiles and repainting | MW- ATM room floor tiles and repainting of the entire branch, Kitchen / pause area to be upgraded, Kitchen dated; upgrade of cupboards, Floor and wall tiles and painting, consideration to make the area larger if possible | Fabric: Retail | 2023-05-01 | 2023-05-30 | 2023-08-31 | CAPEX | PR/3 | PR/3/13 | RETAIL - Fabric - Other |  | 100000 | 100000 | TAKEON
23000300 | 2023 | CIP2023 | No | Region 2 | Western Cape | 77773X | Gardens Shopping Centre | Replace all Ceiling Tiles | Replace all Ceiling Tiles | Fabric: Retail | 2023-04-01 | 2023-04-20 | 2023-09-30 | CAPEX | PR/3 | PR/3/13 | RETAIL - Fabric - Other |  | 100000 | 100000 | TAKEON |  |  |  |  | 2023-04-01 | 2023-04-20 | 2023-09-30 | 2023-09-30 | 610003129
23000301 | 2023 | CIP2023 | No | Region 3 | Limpopo | 76808X | Danie Joubert Tzaneen | Install roof structure over generator | Install roof structure over generator | Engineering: Retail | 2023-08-18 | 2023-08-24 | 2023-10-31 | CAPEX | PR/2 | PR/2/10 | RETAIL - New assets |  | 100000 | 100000 | TAKEON
23000302 | 2023 | OPEX | No | Region 1 | Gauteng South | 36280X | Cradock Heights | external & Internal painting | external & Internal painting | Fabric: Retail | 2023-03-20 | 2023-04-15 | 2023-06-30 | OPEX | PR/3 | PR/3/13 | RETAIL - Fabric - Other |  | 100000 | 100000 | TAKEON
23000303 | 2023 | CIP2023 | Yes | Region 1 | Gauteng South | 35041X | Alice lane South | Starter Batteries for Generators | Starter Batteries for Generators | Engineering: Corporate | 2023-03-20 | 2023-04-15 | 2023-06-30 | CAPEX | PR/1 | PR/1/04 | CORP - Electrical |  | 100000 | 100000 | TAKEON
23000304 | 2023 | CIP2023 | Yes | Region 1 | Gauteng South | 70656X | Alice lane North | AC/CRAC Unit Filters | AC/CRAC Unit Filters | Engineering: Corporate | 2023-03-20 | 2023-04-15 | 2023-06-30 | CAPEX | PR/1 | PR/1/05 | CORP - Mechanical |  | 100000 | 100000 | TAKEON
23000305 | 2023 | OPEX | No | Region 1 | Gauteng South | 79331X | Absa Voortrekker Street Alberton | Water proofing maintenance - done in 202 | Water proofing maintenance - done in 2020 | Waterproofing | 2023-03-20 | 2023-04-15 | 2023-06-30 | OPEX | 200 | 200 | CORP - Waterproofing |  | 100000 | 100000 | TAKEON
23000306 | 2023 | CIP2023 | Yes | Region 1 | Gauteng South | 77381X | Absa Towers North | Upgrade of the fire panel software and a | Upgrade of the fire panel software and all assets associated with it that may need to be upgraded | Engineering: Corporate | 2023-03-15 | 2023-04-15 | 2023-06-30 | CAPEX | PR/1 | PR/1/06 | CORP - Fire |  | 100000 | 100000 | TAKEON
23000307 | 2023 | CIP2023 | No | Region 1 | Gauteng South | 77381X | Absa Towers North | ATM lobby floor tiles breaking from sav | ATM lobby floor tiles breaking from sav - consider another floor | Fabric: Retail | 2023-03-20 | 2023-04-15 | 2023-06-30 | CAPEX | PR/3 | PR/3/13 | RETAIL - Fabric - Other |  | 100000 | 100000 | TAKEON
23000308 | 2023 | OPEX | No | Region 3 | Free State | 78402X | Absa Reitz | Waterproofing Needed | Waterproofing Needed | Waterproofing | 2023-06-16 | 2023-06-23 | 2023-08-31 | OPEX | 200 | 200 | CORP - Waterproofing |  | 100000 | 100000 | TAKEON
23000309 | 2023 | CIP2023 | No | Region 1 | Gauteng North | 22491X | Absa Pretoria Campus | New Installation- Flammable Storeroom Co | New Installation- Flammable Storeroom Construction | Engineering: Corporate | 2023-08-01 | 2023-08-30 | 2023-11-30 | CAPEX | PR/1 | PR/1/02 | CORP - Engineering and Infrastructure |  | 100000 | 100000 | TAKEON
23000310 | 2023 | CIP2023 | Yes | Region 1 | Gauteng North | 22491X | Absa Pretoria Campus | Upgrade/Refurb- Generator Battery Replac | Upgrade/Refurb- Generator Battery Replacements | Engineering: Corporate | 2023-03-20 | 2023-04-15 | 2023-06-30 | CAPEX | PR/1 | PR/1/04 | CORP - Electrical |  | 100000 | 100000 | TAKEON
23000311 | 2023 | CIP2023 | Yes | Region 1 | Gauteng North | 22491X | Absa Pretoria Campus | Upgrade/Refurb- Replace Hydro taps x5 Un | Upgrade/Refurb- Replace Hydro taps x5 Units | Fabric : Corporate | 2023-03-15 | 2023-04-15 | 2023-06-30 | CAPEX | PR/3 | PR/3/05 | CORP - Fabric - Other |  | 100000 | 100000 | TAKEON
23000312 | 2023 | CIP2023 | No | Region 2 | Western Cape | 78113X | Absa Malmesbury | Bird proofing - 30m | Bird proofing - 30m | Fabric : Corporate | 2023-04-17 | 2023-05-02 | 2023-08-31 | CAPEX | PR/3 | PR/3/05 | CORP - FABRIC - Other |  | 100000 | 100000 | TAKEON |  |  |  |  | 2023-05-17 | 2023-06-02 | 2023-08-31 | 2023-08-31 | 610003136
23000313 | 2023 | CIP2023 | No | Region 3 | Mpumalanga | 37008X | Absa Ingwe Mall | Bulk teller - Cladding on doors and wal | Bulk teller - Cladding on doors and walls due to damage from coin trolley (Possibly chequered plates) Paint feature walls with new lux colours | Fabric: Retail | 2023-03-17 | 2023-03-18 | 2023-06-30 | CAPEX | PR/3 | PR/3/13 | RETAIL - Fabric - Other |  | 100000 | 100000 | TAKEON
23000314 | 2023 | CIP2023 | Yes | Region 3 | North West | 77433X | Absa Bank Swartruggens | Replace HVAC Systems, including fresh-ai | Replace HVAC Systems, including fresh-air and extraction | Engineering: Retail | 2023-03-18 | 2023-03-30 | 2023-08-31 | CAPEX | PR/2 | PR/2/05 | RETAIL - Mechanical |  | 100000 | 100000 | TAKEON
23000315 | 2023 | CIP2023 | No | Region 3 | KwaZulu-Natal | 77449X | Absa 78 Field Street | Install working platform for the condens | Install working platform for the condensing units. Currently there is no space and dangerous to carry out and maintenance or repairs | Engineering: Retail | 2023-04-09 | 2023-04-12 | 2023-06-30 | CAPEX | PR/2 | PR/2/04 | RETAIL - Electrical |  | 100000 | 100000 | TAKEON
23000316 | 2023 | CIP2023 | No | Region 3 | KwaZulu-Natal | 77409X | 18 Swapo Street, Durban North | External refurbishment made up of Painti | External refurbishment made up of Painting, replacement of tiles, marking of paraplegic parking and installation of signage for paraplegic parking | Fabric : Corporate | 2023-05-15 | 2023-05-22 | 2023-07-31 | CAPEX | PR/3 | PR/3/05 | CORP - FABRIC - Other |  | 100000 | 100000 | TAKEON
23000317 | 2023 | CIP2023 | Yes | National | Eastern Cape | Various | Various Sites | Generator starter battery (x16 Sites) | Generator starter battery (x16 Sites) | Engineering: Retail | 2023-05-02 | 2023-06-15 | 2023-08-31 | CAPEX | PR/2 | PR/2/04 | RETAIL - Electrical |  | 97200 | 97200 | TAKEON
23000318 | 2023 | CIP2023 | Yes | Region 2 | Eastern Cape | 79369X | Vincent Office Park | HVAC for Reception | HVAC for Reception | Engineering: Corporate | 2023-04-06 | 2023-05-15 | 2023-05-31 | CAPEX | PR/1 | PR/1/05 | CORP - Mechanical |  | 95000 | 95000 | TAKEON |  |  |  |  | 2023-04-10 | 2023-04-12 | 2023-05-31 | 2023-05-31 | ASP-EC0266
23000319 | 2023 | CIP2023 | No | Region 3 | Northern Cape | 78406X | Colesberg | Replace kitchen and bathroom cup boards | Replace kitchen and bathroom cup boards | Fabric: Retail | 2023-05-12 | 2023-05-13 | 2023-07-31 | CAPEX | PR/3 | PR/3/13 | RETAIL - Fabric - Other |  | 95000 | 95000 | TAKEON
23000320 | 2023 | CIP2023 | Yes | Region 2 | Eastern Cape | 78329X | Absa King Willaims Town | HVAC Replacement The HVAC unit in the Ba | HVAC Replacement The HVAC unit in the Banking Hall at Absa King Williams Town was installed in 1999 and is no longer operational. Various attempts to repair the unit have been unsuccessful as spares for the existing unit are no longer available. The reque | Engineering: Retail | 2023-02-10 | 2023-02-15 | 2023-04-30 | CAPEX | PR/2 | PR/2/05 | RETAIL - Mechanical |  | 92104.58 | 92104.58 | TAKEON |  |  |  |  | 2023-02-10 | 2023-02-15 | 2023-04-30 | 2023-04-30 | ASP-EC0271
23000321 | 2023 | CIP2023 | No | Region 3 | KwaZulu-Natal | 77893X | Port Edward | Install UPS and electrical reticulation | Install UPS and electrical reticulation | Engineering: Retail | 2023-04-15 | 2023-04-17 | 2023-06-30 | CAPEX | PR/2 | PR/2/04 | RETAIL - Electrical |  | 90000 | 90000 | TAKEON
23000322 | 2023 | CIP2023 | No | Region 2 | Eastern Cape | 22937X | Moffet Office Park | New Alpha Plug Sets | New Alpha Plug Sets | Engineering: Corporate | 2023-02-24 | 2023-03-17 | 2023-05-31 | CAPEX | PR/1 | PR/1/04 | CORP - Electrical |  | 90000 | 90000 | TAKEON |  |  |  |  | 2023-02-24 | 2023-03-17 | 2023-05-31 | 2023-05-31 | ASP-EC0262
23000323 | 2023 | CIP2023 | No | Region 1 | Gauteng South | 37006X | Meadowdale | Tilling of front Entrance staircase to t | Tilling of front Entrance staircase to the Building | Fabric : Corporate | 2023-05-01 | 2023-05-30 | 2023-08-31 | CAPEX | PR/3 | PR/3/03 | CORP - Fabric - Carpets and floors |  | 90000 | 90000 | TAKEON
23000324 | 2023 | CIP2023 | No | Region 1 | Gauteng South | 37006X | Meadowdale | Install new shade cover for the Bulk tan | Install new shade cover for the Bulk tank area | Fabric : Corporate | 2023-05-01 | 2023-05-30 | 2023-08-31 | CAPEX | PR/3 | PR/3/05 | CORP - Fabric - Other |  | 90000 | 90000 | TAKEON
23000325 | 2023 | CIP2023 | No | Region 1 | Gauteng North | 22491X | Absa Pretoria Campus | Block A consolidation Boardroom A11 and | Block A consolidation Boardroom A11 and A12 | Fabric : Corporate | 2023-08-01 | 2023-08-30 | 2023-11-30 | CAPEX | PR/3 | PR/3/05 | CORP - Fabric - Other |  | 90000 | 90000 | TAKEON
23000326 | 2023 | CIP2023 | No | Region 1 | Gauteng North | 22491X | Absa Pretoria Campus | Refurbishment - x2 Domestic water tanks | Refurbishment - x2 Domestic water tanks external | Fabric : Corporate | 2023-05-01 | 2023-05-30 | 2023-08-31 | CAPEX | PR/3 | PR/3/05 | CORP - Fabric - Other |  | 85000 | 85000 | TAKEON
23000327 | 2023 | CIP2023 | Yes | Region 1 | Gauteng South | 77381X | Absa Towers North | Replacing of ceiling tiles within the re | Replacing of ceiling tiles within the restaurant | Fabric : Corporate | 2023-08-01 | 2023-08-30 | 2023-11-30 | CAPEX | PR/3 | PR/3/04 | CORP - Fabric - Ceilings |  | 82653.95 | 82653.95 | TAKEON
23000328 | 2023 | CIP2023 | No | Region 1 | Gauteng North | 76647X | Waverley Plaza | Front Shop windows | Front Shop windows | Fabric: Retail | 2023-03-20 | 2023-03-25 | 2023-05-31 | CAPEX | PR/3 | PR/3/13 | RETAIL - Fabric - Other |  | 80102.43 | 80102.43 | TAKEON
23000329 | 2023 | CIP2023 | Yes | National | Various | Various | Various Sites | National project for EOL items | National project for EOL items | Engineering: Retail | 2023-02-28 | 2023-04-28 | 2023-08-31 | CAPEX | PR/2 | PR/2/06 | RETAIL - Fire |  | 80000 | 80000 | TAKEON
23000330 | 2023 | CIP2023 | No | Region 1 | Gauteng South | 70623X | Golden Walk Shopping Centre | MW Repaint, external signage | MW Repaint, external signage | Fabric: Retail | 2023-03-20 | 2023-04-15 | 2023-06-30 | CAPEX | PR/3 | PR/3/13 | RETAIL - Fabric - Other |  | 80000 | 80000 | TAKEON
23000331 | 2023 | CIP2023 | No | Region 2 | Western Cape | 77698X | Erika Sentrum | An improved weather screen is required a | An improved weather screen is required at the ATM area as the sun shines directly on the screens and clients are complaining. | Fabric: Retail | 2023-04-17 | 2023-04-22 | 2023-08-31 | CAPEX | PR/3 | PR/3/13 | RETAIL - Fabric - Other |  | 80000 | 80000 | TAKEON |  |  |  |  | 2023-05-25 | 2023-06-22 | 2023-08-31 | 2023-08-31 | 610003140
23000332 | 2023 | CIP2023 | No | Region 1 | Gauteng North | 22491X | Absa Pretoria Campus | Block A Pink emergency exit replacement | Block A Pink emergency exit replacement external floor tiles | Fabric : Corporate | 2023-05-01 | 2023-05-30 | 2023-08-31 | CAPEX | PR/3 | PR/3/05 | CORP - Fabric - Other |  | 80000 | 80000 | TAKEON
23000333 | 2023 | CIP2023 | No | Region 3 | Limpopo | 36259X | Siyabuswa Mall | Upgrade generator controller for BMS fun | Upgrade generator controller for BMS functionality | Engineering: Retail | 2023-05-11 | 2023-05-18 | 2023-07-31 | CAPEX | PR/2 | PR/2/09 | RETAIL - BMS and EMS Systems |  | 75000 | 75000 | TAKEON
23000334 | 2023 | CIP2023 | No | Region 2 | Eastern Cape | 78801X | Queenstown | Connect Equipment to UPS and Upgrade UPS | Connect Equipment to UPS and Upgrade UPS | Engineering: Retail | 2023-04-24 | 2023-05-24 | 2023-07-31 | CAPEX | PR/2 | PR/2/04 | RETAIL - Electrical |  | 75000 | 75000 | TAKEON |  |  |  |  | 2023-04-24 | 2023-05-24 | 2023-07-31 | 2023-07-31 | ASP-EC0257
23000335 | 2023 | CIP2023 | No | Region 2 | Western Cape | 70650X | De Wagenweg Office Park Block B | Install deep sea controller on the gene | Install deep sea controller on the generator | Engineering: Corporate | 2023-08-15 | 2023-09-20 | 2023-11-30 | CAPEX | PR/1 | PR/1/05 | CORP - Mechanical |  | 75000 | 75000 | TAKEON |  |  |  |  | 2023-08-15 | 2023-09-20 | 2023-11-30 | 2023-11-30 | 610003150
23000336 | 2023 | OPEX | No | Region 2 | Eastern Cape | 78329X | Absa King Williams Town | Waterproofing: Warranty Maintenance | Waterproofing: Warranty Maintenance | Waterproofing | 2023-04-13 | 2023-04-20 | 2023-06-30 | OPEX | 200 | 200 | CORP - Waterproofing |  | 75000 | 75000 | TAKEON |  |  |  |  | 2023-04-13 | 2023-04-20 | 2023-06-30 | 2023-06-30 | ASP-EC0295
23000337 | 2023 | OPEX | No | Region 2 | Eastern Cape | 77512X | Absa Grahamstown | Waterproofing: Warranty Maintenance | Waterproofing: Warranty Maintenance | Waterproofing | 2023-04-06 | 2023-04-13 | 2023-06-30 | OPEX | 200 | 200 | CORP - Waterproofing |  | 75000 | 75000 | TAKEON |  |  |  |  | 2023-04-06 | 2023-04-13 | 2023-06-30 | 2023-06-30 | ASP-EC0294
23000338 | 2023 | CIP2023 | No | Region 1 | Gauteng South | 76849X | Absa Call Centre Auckland Park | Replace entrance mats at main 2 receptio | Replace entrance mats at main 2 receptions | Fabric : Corporate | 2023-05-01 | 2023-05-30 | 2023-08-31 | CAPEX | PR/3 | PR/3/03 | CORP - Fabric - Carpets and floors |  | 71150.14 | 71150.14 | TAKEON
23000339 | 2023 | CIP2023 | No | Region 3 | Free State | 79096X | Warden | Installation of water tank, booster pump | Installation of water tank, booster pump and filtration system | Engineering: Retail | 2023-08-26 | 2023-09-07 | 2023-11-30 | CAPEX | PR/2 | PR/2/10 | RETAIL - New assets |  | 70000 | 70000 | TAKEON
23000340 | 2023 | CIP2023 | No | Region 3 | Free State | 78810X | Villiers | Installation of water tank, booster pump | Installation of water tank, booster pump and filtration system | Engineering: Retail | 2023-08-12 | 2023-08-24 | 2023-10-31 | CAPEX | PR/2 | PR/2/10 | RETAIL - New assets |  | 70000 | 70000 | TAKEON
23000341 | 2023 | CIP2023 | No | Region 3 | Free State | 79334X | Trompsburg | Installation of water tank, booster pump | Installation of water tank, booster pump and filtration system | Engineering: Retail | 2023-09-30 | 2023-10-12 | 2023-12-31 | CAPEX | PR/2 | PR/2/10 | RETAIL - New assets |  | 70000 | 70000 | TAKEON
23000342 | 2023 | CIP2023 | No | Region 3 | KwaZulu-Natal | 22460X | Ridgeside Absa RHO | Supply spare set of filters for HVAC uni | Supply spare set of filters for HVAC units | Engineering: Corporate | 2023-03-01 | 2023-03-02 | 2023-05-31 | CAPEX | PR/1 | PR/1/05 | CORP - Mechanical |  | 70000 | 70000 | TAKEON
23000343 | 2023 | CIP2023 | No | Region 3 | Limpopo | 79124X | Northam Plaza | Installation of water tank, booster pump | Installation of water tank, booster pump and filtration system | Engineering: Retail | 2023-08-11 | 2023-08-18 | 2023-10-31 | CAPEX | PR/2 | PR/2/10 | RETAIL - New assets |  | 70000 | 70000 | TAKEON
23000344 | 2023 | CIP2023 | No | Region 3 | North West | 77787X | Mogwase Shopping Centre | Installation of water tank, booster pump | Installation of water tank, booster pump and filtration system | Engineering: Retail | 2023-09-13 | 2023-09-13 | 2023-11-30 | CAPEX | PR/2 | PR/2/10 | RETAIL - New assets |  | 70000 | 70000 | TAKEON
23000345 | 2023 | CIP2023 | No | Region 3 | Free State | 78841X | Ladybrand | Installation of water tank, booster pump | Installation of water tank, booster pump and filtration system | Engineering: Retail | 2023-07-08 | 2023-07-20 | 2023-09-30 | CAPEX | PR/2 | PR/2/10 | RETAIL - New assets |  | 70000 | 70000 | TAKEON
23000346 | 2023 | CIP2023 | No | Region 1 | Gauteng South | 76437X | Fordsburg | replacement of carpets with floor tiles | replacement of carpets with floor tiles - no interruptions to operations | Fabric: Retail | 2023-04-01 | 2023-04-30 | 2023-07-31 | CAPEX | PR/3 | PR/3/13 | RETAIL - Fabric - Other |  | 70000 | 70000 | TAKEON
23000347 | 2023 | CIP2023 | No | Region 3 | Limpopo | 76808X | Danie Joubert Tzaneen | Installation of water tank, booster pump | Installation of water tank, booster pump and filtration system | Engineering: Retail | 2023-08-11 | 2023-08-18 | 2023-10-31 | CAPEX | PR/2 | PR/2/10 | RETAIL - New assets |  | 70000 | 70000 | TAKEON
23000348 | 2023 | CIP2023 | No | Region 3 | Free State | 78854X | Absa Heilbron | Installation of water tank, booster pump | Installation of water tank, booster pump and filtration system | Engineering: Retail | 2023-07-06 | 2023-07-18 | 2023-09-30 | CAPEX | PR/2 | PR/2/10 | RETAIL - New assets |  | 70000 | 70000 | TAKEON
23000349 | 2023 | CIP2023 | No | Region 2 | Eastern Cape | 78658X | Absa Barkly East | New Fence in Back Yard | New Fence in Back Yard | Fabric : Corporate | 2023-03-15 | 2023-04-15 | 2023-09-30 | CAPEX | PR/3 | PR/3/05 | CORP - FABRIC - Other |  | 70000 | 70000 | TAKEON |  |  |  |  | 2023-06-15 | 2023-07-15 | 2023-09-30 | 2023-09-30 | ASP-EC0269
23000350 | 2023 | OPEX | No | Region 2 | Eastern Cape | 77401X | Absa Beaufort West | Waterproofing: Warranty Maintenance | Waterproofing: Warranty Maintenance | Waterproofing | 2023-04-20 | 2023-04-27 | 2023-07-31 | OPEX | 200 | 200 | CORP - Waterproofing |  | 65000 | 65000 | TAKEON |  |  |  |  | 2023-04-20 | 2023-04-27 | 2023-07-31 | 2023-07-31 | ASP-EC0291
23000351 | 2023 | CIP2023 | No | Region 1 | Gauteng North | 77427X | Centurion | external Signage Prof Fees | external Signage Prof Fees | Fabric: Retail | 2023-03-20 | 2023-03-25 | 2023-05-31 | CAPEX | PR/3 | PR/3/13 | RETAIL - Fabric - Other |  | 61325.72 | 61325.72 | TAKEON
23000352 | 2023 | CIP2023 | No | Region 3 | North West | 79919X | Bloemhof | New aircon installation in treasury area | New aircon installation in treasury area | Engineering: Retail | 2023-10-10 | 2023-10-10 | 2023-12-31 | CAPEX | PR/2 | PR/2/05 | RETAIL - New assets |  | 60000 | 60000 | TAKEON
23000353 | 2023 | OPEX | Yes | Region 1 | Gauteng South | 77381X | Absa Towers North | Sealing of windows main side of the buil | Sealing of windows main side of the building from 1st to 6th floor | Waterproofing | 2023-08-01 | 2023-08-30 | 2023-11-30 | OPEX | 200 | 200 | CORP - Waterproofing |  | 60000 | 60000 | TAKEON
23000354 | 2023 | OPEX | No | Region 2 | Eastern Cape | 79098X | Absa Burgersdorp | Waterproofing: Warranty Maintenance | Waterproofing: Warranty Maintenance | Waterproofing | 2023-04-20 | 2023-04-27 | 2023-07-31 | OPEX | 200 | 200 | CORP - Waterproofing |  | 60000 | 60000 | TAKEON |  |  |  |  | 2023-04-20 | 2023-04-27 | 2023-07-31 | 2023-07-31 | ASP-EC0292
23000355 | 2023 | CIP2023 | No | Region 3 | Northern Cape | 36271X | WIBSA Upington | Paint walls CIT area. Vinyl tiles to be | Paint walls CIT area. Vinyl tiles to be included in CIT area to prevent damaging walls | Fabric: Retail | 2023-06-09 | 2023-06-12 | 2023-08-31 | CAPEX | PR/3 | PR/3/13 | RETAIL - Fabric - Other |  | 55000 | 55000 | TAKEON
23000356 | 2023 | OPEX | No | Region 2 | Eastern Cape | 77596X | Absa Willowmore | Waterproofing: Warranty Maintenance | Waterproofing: Warranty Maintenance | Waterproofing | 2023-04-27 | 2023-05-03 | 2023-07-31 | OPEX | 200 | 200 | CORP - Waterproofing |  | 55000 | 55000 | TAKEON |  |  |  |  | 2023-04-27 | 2023-05-03 | 2023-07-31 | 2023-07-31 | ASP-EC0296
23000357 | 2023 | CIP2023 | No | Region 1 | Gauteng North | 22491X | Absa Pretoria Campus | Block A,B,C and training centre refurbis | Block A,B,C and training centre refurbishment reception desk x20 side storage cabinets | Fabric : Corporate | 2023-07-01 | 2023-07-30 | 2023-10-31 | CAPEX | PR/3 | PR/3/05 | CORP - Fabric - Other |  | 55000 | 55000 | TAKEON
23000358 | 2023 | CIP2023 | No | Region 1 | Gauteng North | 22491X | Absa Pretoria Campus | Block B main entrance replacement extern | Block B main entrance replacement external floor tiles | Fabric : Corporate | 2023-07-01 | 2023-07-30 | 2023-10-31 | CAPEX | PR/3 | PR/3/03 | CORP - Fabric - Carpets and floors |  | 55000 | 55000 | TAKEON
23000359 | 2023 | OPEX | No | Region 2 | Eastern Cape | 79209X | Absa Aliwal North | Waterproofing: Warranty Maintenance | Waterproofing: Warranty Maintenance | Waterproofing | 2023-04-27 | 2023-05-03 | 2023-07-31 | OPEX | 200 | 200 | CORP - Waterproofing |  | 55000 | 55000 | TAKEON |  |  |  |  | 2023-04-27 | 2023-05-03 | 2023-07-31 | 2023-07-31 | ASP-EC0298
23000360 | 2023 | CIP2023 | No | Region 1 | Gauteng North | 76464X | Woodlands Boulevard - 76464X | Add door to Forex office | Add door to Forex office | Fabric: Retail | 2023-08-01 | 2023-08-30 | 2023-11-30 | CAPEX | PR/3 | PR/3/13 | RETAIL - Fabric - Other |  | 50000 | 50000 | TAKEON
23000361 | 2023 | CIP2023 | No | Region 1 | Gauteng North | 76677X | Wonderpark Shopping Centre | MW-Existing plumbing - reroute plumbing | MW-Existing plumbing - reroute plumbing - install separate sewer pipes, Install new door with viewing glass for the Customer services, | Fabric: Retail | 2023-09-01 | 2023-09-30 | 2023-12-31 | CAPEX | PR/3 | PR/3/13 | RETAIL - Fabric - Other |  | 50000 | 50000 | TAKEON
23000362 | 2023 | CIP2023 | No | Region 3 | Mpumalanga | 79265X | Thulamahashe Plaza | Installation of generator bulk tank with | Installation of generator bulk tank with a catchment area. 500L | Engineering: Retail | 2023-07-06 | 2023-07-13 | 2023-09-30 | CAPEX | PR/2 | PR/2/10 | RETAIL - New assets |  | 50000 | 50000 | TAKEON
23000363 | 2023 | CIP2023 | No | Region 1 | Gauteng North | 77812X | River Square Shopping Centre | ATM Floor tiles to be replaced | ATM Floor tiles to be replaced | Fabric: Retail | 2023-08-01 | 2023-08-30 | 2023-11-30 | CAPEX | PR/3 | PR/3/13 | RETAIL - Fabric - Other |  | 50000 | 50000 | TAKEON
23000364 | 2023 | CIP2023 | No | Region 1 | Gauteng South | 36015X | Randburg Branch (Ferndale Mall) | ATM room floor tiles and repainting | ATM room floor tiles and repainting | Fabric: Retail | 2023-08-01 | 2023-08-30 | 2023-11-30 | CAPEX | PR/3 | PR/3/13 | RETAIL - Fabric - Other |  | 50000 | 50000 | TAKEON
23000365 | 2023 | CIP2023 | No | Region 3 | Limpopo | 36246X | Musina | Installation of generator bulk tank with | Installation of generator bulk tank with a catchment area. 500L | Engineering: Retail | 2023-07-05 | 2023-07-12 | 2023-09-30 | CAPEX | PR/2 | PR/2/10 | RETAIL - New assets |  | 50000 | 50000 | TAKEON
23000366 | 2023 | CIP2023 | Yes | Region 2 | Eastern Cape | 22937X | Moffet Office Park | HVAC for UPS Room | HVAC for UPS Room | Engineering: Corporate | 2023-03-06 | 2023-04-15 | 2023-05-31 | CAPEX | PR/1 | PR/1/05 | CORP - Mechanical |  | 50000 | 50000 | TAKEON |  |  |  |  | 2023-03-06 | 2023-04-15 | 2023-05-31 | 2023-05-31 | ASP-EC0273
23000367 | 2023 | CIP2023 | No | Region 3 | Limpopo | 76784X | Mangalani Shopping | Installation of generator bulk tank with | Installation of generator bulk tank with a catchment area. 500L | Engineering: Retail | 2023-07-04 | 2023-07-11 | 2023-09-30 | CAPEX | PR/2 | PR/2/10 | RETAIL - New assets |  | 50000 | 50000 | TAKEON
23000368 | 2023 | CIP2023 | No | Region 3 | Limpopo | 76789X | Lephalale | Installation of generator bulk tank with | Installation of generator bulk tank with a catchment area. 500L | Engineering: Retail | 2023-07-03 | 2023-07-10 | 2023-09-30 | CAPEX | PR/2 | PR/2/10 | RETAIL - New assets |  | 50000 | 50000 | TAKEON
23000369 | 2023 | CIP2023 | No | Region 1 | Gauteng South | 36209X | Lambton Court Shopping Centre | Upgrade the back office frame and door - | Upgrade the back office frame and door - door too heavy for frame | Fabric: Retail | 2023-05-01 | 2023-05-30 | 2023-08-31 | CAPEX | PR/3 | PR/3/13 | RETAIL - Fabric - Other |  | 50000 | 50000 | TAKEON
23000370 | 2023 | CIP2023 | No | Region 3 | Mpumalanga | 77571X | Kamaqhekeza | Installation of generator bulk tank with | Installation of generator bulk tank with a catchment area. 500L | Engineering: Retail | 2023-07-02 | 2023-07-09 | 2023-09-30 | CAPEX | PR/2 | PR/2/10 | RETAIL - New assets |  | 50000 | 50000 | TAKEON
23000371 | 2023 | CIP2023 | No | Region 1 | Gauteng South | 78647X | Hyde Park Corner | Tiles in ATM room, store room and server | Tiles in ATM room, store room and server to be replaced | Fabric: Retail | 2023-05-01 | 2023-05-30 | 2023-08-31 | CAPEX | PR/3 | PR/3/13 | RETAIL - Fabric - Other |  | 50000 | 50000 | TAKEON
23000372 | 2023 | CIP2023 | No | Region 3 | Limpopo | 76718X | Hoedspruit | Installation of generator bulk tank with | Installation of generator bulk tank with a catchment area. 500L | Engineering: Retail | 2023-07-01 | 2023-07-08 | 2023-09-30 | CAPEX | PR/2 | PR/2/10 | RETAIL - New assets |  | 50000 | 50000 | TAKEON
23000373 | 2023 | CIP2023 | No | Region 1 | Gauteng South | 78727X | Daveyton Shopping Centre | bumper rail / repaint | bumper rail / repaint | Fabric: Retail | 2023-03-20 | 2023-04-15 | 2023-06-30 | CAPEX | PR/3 | PR/3/13 | RETAIL - Fabric - Other |  | 50000 | 50000 | TAKEON
23000374 | 2023 | CIP2023 | Yes | Region 3 | North West | 22229X | Brits Mall | Replace air conditioning unit in the ATM | Replace air conditioning unit in the ATM room. | Engineering: Retail | 2023-06-13 | 2023-06-14 | 2023-08-31 | CAPEX | PR/2 | PR/2/05 | RETAIL - New assets |  | 50000 | 50000 | TAKEON
23000375 | 2023 | CIP2023 | No | Region 1 | Gauteng South | 77203X | Bracken City | Install door & Shelving for cleaner stor | Install door & Shelving for cleaner store inside disabled ablution | Fabric: Retail | 2023-03-20 | 2023-04-15 | 2023-06-30 | CAPEX | PR/3 | PR/3/13 | RETAIL - Fabric - Other |  | 50000 | 50000 | TAKEON
23000376 | 2023 | CIP2023 | Yes | Region 1 | Gauteng South | 77381X | Absa Towers North | Replacing of cracked countertop within t | Replacing of cracked countertop within the Food court, serving area and old coffee bar | Fabric : Corporate | 2023-03-20 | 2023-04-15 | 2023-06-30 | CAPEX | PR/3 | PR/3/05 | CORP - Fabric - Other |  | 50000 | 50000 | TAKEON
23000377 | 2023 | CIP2023 | Yes | Region 1 | Gauteng South | 77381X | Absa Towers North | Replacing of cracked grey floors tiles w | Replacing of cracked grey floors tiles within the main kitchen | Fabric : Corporate | 2023-09-01 | 2023-09-30 | 2023-12-31 | CAPEX | PR/3 | PR/3/03 | CORP - Fabric - Carpets and floors |  | 50000 | 50000 | TAKEON
23000378 | 2023 | CIP2023 | No | Region 2 | Eastern Cape | 77876X | Absa Patensie | Boundary fence - extend to cover perimet | Boundary fence - extend to cover perimeter | Fabric : Corporate | 2023-07-15 | 2023-08-30 | 2023-11-30 | CAPEX | PR/3 | PR/3/05 | CORP - FABRIC - Other |  | 50000 | 50000 | TAKEON |  |  |  |  | 2023-07-15 | 2023-08-30 | 2023-11-30 | 2023-11-30 | 610003119
23000379 | 2023 | OPEX | No | Region 1 | Gauteng South | 77647X | Absa Fochville | External painting of entire branch (part | External painting of entire branch (partial) | Fabric : Corporate | 2023-08-01 | 2023-08-30 | 2023-11-30 | OPEX | PR/3 | PR/3/05 | CORP - FABRIC - Other |  | 50000 | 50000 | TAKEON
23000380 | 2023 | CIP2023 | Yes | Region 1 | Gauteng North | 76849X | Absa Call Centre Auckland Park | Upgrade the Honeywell Notifier System so | Upgrade the Honeywell Notifier System software that has reached its end of life | Engineering: Corporate | 2023-03-20 | 2023-04-15 | 2023-06-30 | CAPEX | PR/1 | PR/1/06 | CORP - Fire |  | 50000 | 50000 | TAKEON
23000381 | 2023 | OPEX | No | Region 2 | Eastern Cape | 78658X | Absa Barkly East | Waterproofing: Warranty Maintenance | Waterproofing: Warranty Maintenance | Waterproofing | 2023-04-03 | 2023-04-10 | 2023-06-30 | OPEX | 200 | 200 | CORP - Waterproofing |  | 50000 | 50000 | TAKEON |  |  |  |  | 2023-04-03 | 2023-04-10 | 2023-06-30 | 2023-06-30 | ASP-EC0290
23000382 | 2023 | CIP2023 | No | Region 1 | Gauteng South | 78786X | 17 Harrison / Main Street | HVAC - Extractor Fans required in abluti | HVAC - Extractor Fans required in ablutions x 1 & Kitchen x 1 | Engineering: Retail | 2023-03-20 | 2023-04-15 | 2023-06-30 | CAPEX | PR/2 | PR/2/05 | RETAIL - Mechanical |  | 50000 | 50000 | TAKEON
23000383 | 2023 | CIP2023 | No | Region 1 | Gauteng South | 70623X | Golden Walk Shopping Centre | External Signage | External Signage | Fabric: Retail | 2023-03-20 | 2023-03-25 | 2023-05-31 | CAPEX | PR/3 | PR/3/13 | RETAIL - Fabric - Other |  | 49216.57 | 49216.57 | TAKEON
23000384 | 2023 | CIP2023 | No | Region 1 | Gauteng North | 22491X | Absa Pretoria Campus | Block A Pink toilet lobby replacement fl | Block A Pink toilet lobby replacement floor tiles and lobby door . | Fabric : Corporate | 2023-05-01 | 2023-05-30 | 2023-08-31 | CAPEX | PR/3 | PR/3/03 | CORP - Fabric - Carpets and floors |  | 48000 | 48000 | TAKEON
23000385 | 2023 | CIP2023 | No | Region 1 | Gauteng South | 79059X | Maponya Mall | Installation of aircon in ATM room | Installation of aircon in ATM room | Engineering: Retail | 2023-03-20 | 2023-03-25 | 2023-05-31 | CAPEX | PR/2 | PR/2/05 | RETAIL - Mechanical |  | 46810 | 46810 | TAKEON
23000386 | 2023 | CIP2023 | Yes | National | Northern Cape | Various | Various Sites | UPS Batteries (x2 Sites) | UPS Batteries (x2 Sites) | Engineering: Corporate | 2023-05-12 | 2023-05-12 | 2023-07-31 | CAPEX | PR/1 | PR/1/04 | CORP - Electrical |  | 46000 | 46000 | TAKEON
23000387 | 2023 | CIP2023 | No | Region 3 | Free State | 79096X | Absa Warden | Installation of a UPS, branch has a gene | Installation of a UPS, branch has a generator | Engineering: Retail | 2023-04-19 | 2023-04-30 | 2023-07-31 | CAPEX | PR/2 | PR/2/04 | RETAIL - Electrical |  | 45800 | 45800 | TAKEON
23000388 | 2023 | CIP2023 | No | Region 2 | Eastern Cape | 77876X | Patensie | HVAC New + Fresh Air | HVAC New + Fresh Air | Engineering: Retail | 2023-05-06 | 2023-06-15 | 2023-05-31 | CAPEX | PR/2 | PR/2/10 | RETAIL - New assets |  | 45000 | 45000 | TAKEON |  |  |  |  | 2023-05-06 | 2023-06-15 | 2023-06-30 | 2023-05-31 | ASP-EC0260
23000389 | 2023 | CIP2023 | Yes | Region 1 | Gauteng South | 77381X | Absa Towers North | Refurbishment of Multi Faith room basins | Refurbishment of Multi Faith room basins and damage cupboards | Fabric : Corporate | 2023-03-20 | 2023-04-15 | 2023-06-30 | CAPEX | PR/3 | PR/3/05 | CORP - Fabric - Other |  | 45000 | 45000 | TAKEON
23000390 | 2023 | CIP2023 | No | Region 3 | North West | 77605X | Absa Wolmaransstad Ground Floor, Absa Building 18A Kruger Street | Replacement of PC Boards & Installation | Replacement of PC Boards & Installation of surge protection Absa Wolmaransstad is a leasehold branch situated in the North West Province. The branch reported that the air conditioning is not working and has been turned off completely. Portable units were | Engineering: Retail | 2023-03-02 | 2023-03-02 | 2023-08-31 | CAPEX | PR/2 | PR/2/05 | RETAIL - Mechanical |  | 42380.4 | 42380.4 | TAKEON
23000391 | 2023 | CIP2023 | No | Region 3 | Mpumalanga | 76953X | Absa Mandela Drive (Emalahleni) 47 Mandela Street, Emalahleni | Emergency Lighting in the Basement Absa | Emergency Lighting in the Basement Absa Mandela Drive building has existing lights in the stairwell and basement which were previously connected to the generator before the space reduction to the branch took place. The old generator was removed and a new | Engineering: Retail | 2023-02-18 | 2023-02-20 | 2023-04-30 | CAPEX | PR/2 | PR/2/03 | RETAIL - Energy |  | 42130.25 | 42130.25 | TAKEON
23000392 | 2023 | CIP2023 | Yes | National | Eastern Cape | 22937X | Moffett Office Park | Generator starter batteries x 4 | Generator starter batteries x 4 | Engineering: Corporate | 2023-04-29 | 2023-05-01 | 2023-07-31 | CAPEX | PR/1 | PR/1/04 | CORP - Electrical |  | 40000 | 40000 | TAKEON
23000393 | 2023 | CIP2023 | Yes | Region 1 | Gauteng South | 70656X | Alice lane North | Aluminium skirtings for wooden pillars: | Aluminium skirtings for wooden pillars: All Floors (match to existing or similar colour 0102mm x 0107mm) | Fabric : Corporate | 2023-06-01 | 2023-06-30 | 2023-09-30 | CAPEX | PR/3 | PR/3/05 | CORP - FABRIC - Other |  | 40000 | 40000 | TAKEON
23000394 | 2023 | CIP2023 | No | Region 2 | Western Cape | 77701X | Absa Hermanus | Connect critical load to the UPS | Connect critical load to the UPS | Engineering: Retail | 2023-05-14 | 2023-06-17 | 2023-08-31 | CAPEX | PR/2 | PR/2/04 | RETAIL - Electrical |  | 40000 | 40000 | TAKEON |  |  |  |  | 2023-05-14 | 2023-06-17 | 2023-08-31 | 2023-08-31 | 610003133
23000395 | 2023 | CIP2023 | Yes | Region 1 | Gauteng South | 35041X | Alice lane South | 3rd Floor Executive Client Suite Kitchen | 3rd Floor Executive Client Suite Kitchen grey vinyl floor replacement | Fabric : Corporate | 2023-04-01 | 2023-04-30 | 2023-07-31 | CAPEX | PR/3 | PR/3/05 | CORP - FABRIC - Other |  | 38000 | 38000 | TAKEON
23000396 | 2023 | OPEX | No | Region 3 | North West | 77096X | Absa Ventersdorp | Waterproofing service | Waterproofing service | Waterproofing | 2023-03-03 | 2023-03-06 | 2023-06-30 | OPEX | 200 | 200 | CORP - Waterproofing |  | 38000 | 38000 | TAKEON
23000397 | 2023 | CIP2023 | Yes | Region 1 | Gauteng South | 70656X | Alice lane North | Smoke Ventilator , Wall Mounted | Smoke Ventilator , Wall Mounted | Engineering: Corporate | 2023-06-01 | 2023-06-30 | 2023-09-30 | CAPEX | PR/1 | PR/1/06 | CORP - Fire |  | 36000 | 36000 | TAKEON
23000398 | 2023 | CIP2023 | No | Region 1 | Gauteng South | 21869X | Mall@Carnival | Mall @Carnival- Server Room Aircon Retro | Mall @Carnival- Server Room Aircon Retrospective | Engineering: Retail | 2023-03-20 | 2023-03-25 | 2023-05-31 | CAPEX | PR/2 | PR/2/05 | RETAIL - Mechanical |  | 35407.48 | 35407.48 | TAKEON
23000399 | 2023 | CIP2023 | No | Region 3 | KwaZulu-Natal | 77729X | Umlazi | Replacement of floor tiles in the back o | Replacement of floor tiles in the back office | Fabric: Retail | 2023-03-10 | 2023-03-13 | 2023-05-31 | CAPEX | PR/3 | PR/3/13 | RETAIL - Fabric - Other |  | 35000 | 35000 | TAKEON
23000400 | 2023 | CIP2023 | No | Region 2 | Western Cape | 77766X | Simphiwe Building | Connect critical load to the UPS | Connect critical load to the UPS | Engineering: Retail | 2023-05-11 | 2023-06-14 | 2023-08-31 | CAPEX | PR/2 | PR/2/04 | RETAIL - Electrical |  | 35000 | 35000 | TAKEON |  |  |  |  | 2023-05-11 | 2023-06-14 | 2023-08-31 | 2023-08-31 | 610003142
23000401 | 2023 | CIP2023 | No | Region 2 | Western Cape | 36225X | Bridge Park Bridgeway Century City | Automatic Swing Door Installation 1st Fl | Automatic Swing Door Installation 1st Floor East Building | Engineering: Corporate | 2023-08-26 | 2023-08-31 | 2023-11-30 | CAPEX | PR/1 | PR/1/05 | CORP - Mechanical |  | 35000 | 35000 | TAKEON |  |  |  |  | 2023-08-26 | 2023-08-31 | 2023-11-30 | 2023-11-30 | ASP-WC0270
23000402 | 2023 | CIP2023 | No | Region 3 | Free State | 78754X | Bloemfontein CBD | Install additional 6 x plugs inside the | Install additional 6 x plugs inside the branch | Engineering: Retail | 2023-07-14 | 2023-07-15 | 2023-09-30 | CAPEX | PR/2 | PR/2/04 | RETAIL - New assets |  | 35000 | 35000 | TAKEON
23000403 | 2023 | CIP2023 | No | Region 3 | Mpumalanga | 37053X | Acornhoek Mall | Vinyl floor tiles to be replaced in ATM | Vinyl floor tiles to be replaced in ATM room (70% floor space covered with dye stain from 2021 bombing) | Fabric: Retail | 2023-03-17 | 2023-03-18 | 2023-06-30 | CAPEX | PR/3 | PR/3/13 | RETAIL - Fabric - Other |  | 35000 | 35000 | TAKEON
23000404 | 2023 | CIP2023 | No | Region 2 | Western Cape | 77697X | Absa Riviersonderend | Install additional plugs in teller and c | Install additional plugs in teller and customer service areas | Engineering: Retail | 2023-05-20 | 2023-05-23 | 2023-07-31 | CAPEX | PR/2 | PR/2/04 | RETAIL - Electrical |  | 35000 | 35000 | TAKEON |  |  |  |  | 2023-05-20 | 2023-05-23 | 2023-07-31 | 2023-07-31 | 610003126
23000405 | 2023 | CIP2023 | No | Region 2 | Western Cape | 78132X | Absa Piketberg | Connect critical load on the UPS | Connect critical load on the UPS | Engineering: Retail | 2023-06-13 | 2023-07-16 | 2023-09-30 | CAPEX | PR/2 | PR/2/04 | RETAIL - Electrical |  | 35000 | 35000 | TAKEON |  |  |  |  | 2023-06-13 | 2023-07-16 | 2023-09-30 | 2023-09-30 | 610003137
23000406 | 2023 | CIP2023 | No | Region 2 | Western Cape | 77399X | Absa Caledon | Connect critical load to the UPS | Connect critical load to the UPS | Engineering: Retail | 2023-05-23 | 2023-06-26 | 2023-08-31 | CAPEX | PR/2 | PR/2/04 | RETAIL - Electrical |  | 35000 | 35000 | TAKEON |  |  |  |  | 2023-05-23 | 2023-06-26 | 2023-08-31 | 2023-08-31 | 610003132
23000407 | 2023 | CIP2023 | No | Region 1 | Gauteng North | 22491X | Absa Pretoria Campus | Block A x14 Supply and installation of A | Block A x14 Supply and installation of Aluminium ramp at the doorways (external) | Fabric : Corporate | 2023-06-01 | 2023-06-30 | 2023-09-30 | CAPEX | PR/3 | PR/3/05 | CORP - FABRIC - Other |  | 32000 | 32000 | TAKEON
23000408 | 2023 | CIP2023 | No | Region 3 | Northern Cape | 78504X | Kuruman | Replace vinyl frosting on glass doors CI | Replace vinyl frosting on glass doors CIT area. | Fabric: Retail | 2023-03-24 | 2023-03-27 | 2023-06-30 | CAPEX | PR/3 | PR/3/13 | RETAIL - Fabric - Other |  | 30000 | 30000 | TAKEON
23000409 | 2023 | CIP2023 | No | Region 3 | Free State | 78625X | Harrismith | Connecting customer service and teller t | Connecting customer service and teller to UPS | Engineering: Retail | 2023-07-17 | 2023-07-20 | 2023-09-30 | CAPEX | PR/2 | PR/2/04 | RETAIL - New assets |  | 30000 | 30000 | TAKEON
23000410 | 2023 | CIP2023 | No | Region 3 | Limpopo | 22539X | Blouberg Mall | Install water filtration system and wate | Install water filtration system and water purifier | Engineering: Retail | 2023-05-02 | 2023-05-02 | 2023-07-31 | CAPEX | PR/2 | PR/2/10 | RETAIL - New assets |  | 30000 | 30000 | TAKEON
23000411 | 2023 | CIP2023 | No | Region 3 | North West | 77433X | Absa Bank Swartruggens | Connecting customer service and teller t | Connecting customer service and teller to UPS | Engineering: Retail | 2023-07-08 | 2023-07-09 | 2023-09-30 | CAPEX | PR/2 | PR/2/04 | RETAIL - New assets |  | 30000 | 30000 | TAKEON
23000412 | 2023 | CIP2023 | No | Region 1 | Gauteng South | 77381X | Absa Towers North | ATM lobby floor tiles breaking from sav | ATM lobby floor tiles breaking from sav - consider another floor | Fabric: Retail | 2023-03-20 | 2023-03-25 | 2023-05-31 | CAPEX | PR/3 | PR/3/13 | RETAIL - Fabric - Other |  | 28239.94 | 28239.94 | TAKEON
23000413 | 2023 | CIP2023 | No | Region 3 | North West | 77996X | Sannieshof | Installation of surge protection | Installation of surge protection | Engineering: Retail | 2023-03-14 | 2023-03-15 | 2023-08-31 | CAPEX | PR/2 | PR/2/04 | RETAIL - New assets |  | 25000 | 25000 | TAKEON
23000414 | 2023 | CIP2023 | No | Region 2 | Eastern Cape | 77111X | Prins Albert | Connect Equipment to UPS | Connect Equipment to UPS | Engineering: Retail | 2023-04-01 | 2023-04-15 | 2023-07-31 | CAPEX | PR/2 | PR/2/04 | RETAIL - Electrical |  | 25000 | 25000 | TAKEON |  |  |  |  | 2023-04-01 | 2023-04-15 | 2023-07-31 | 2023-07-31 | ASP-EC0256
23000415 | 2023 | CIP2023 | Yes | Region 1 | Gauteng South | 77381X | Absa Towers North | Installing of walk in fridge curtains x | Installing of walk in fridge curtains x 4 | BAU FM Work | 2023-08-01 | 2023-08-30 | 2023-11-30 | CAPEX | PR/8 | PR/8/04 | CORP - BAU Catering |  | 25000 | 25000 | TAKEON
23000416 | 2023 | CIP2023 | No | Region 3 | North West | 77114X | Absa 99 Walter Sisulu Street | Installation of surge protection | Installation of surge protection | Engineering: Retail | 2023-03-13 | 2023-03-14 | 2023-08-31 | CAPEX | PR/2 | PR/2/04 | RETAIL - New assets |  | 25000 | 25000 | TAKEON
23000417 | 2023 | CIP2023 | Yes | Region 1 | Gauteng South | 70656X | Alice lane North | Hydronic Expansion Vessel | Hydronic Expansion Vessel | Engineering: Corporate | 2023-06-01 | 2023-06-30 | 2023-09-30 | CAPEX | PR/1 | PR/1/05 | CORP - Mechanical |  | 24000 | 24000 | TAKEON
23000418 | 2023 | CIP2023 | No | Region 2 | Western Cape | 78147X | Eskom Building | Connect critical load to the UPS | Connect critical load to the UPS | Engineering: Retail | 2023-05-18 | 2023-05-21 | 2023-07-31 | CAPEX | PR/2 | PR/2/04 | RETAIL - Electrical |  | 23500 | 23500 | TAKEON |  |  |  |  | 2023-05-18 | 2023-05-21 | 2023-07-31 | 2023-07-31 | 610003141
23000419 | 2023 | OPEX | No | Region 2 | Eastern Cape | 77111X | Absa Prins Albert | Waterproofing: Warranty Maintenance | Waterproofing: Warranty Maintenance | Waterproofing | 2023-04-03 | 2023-04-10 | 2023-06-30 | OPEX | 200 | 200 | CORP - Waterproofing |  | 23500 | 23500 | TAKEON |  |  |  |  | 2023-04-03 | 2023-04-10 | 2023-06-30 | 2023-06-30 | ASP-EC0299
23000420 | 2023 | OPEX | No | Region 2 | Eastern Cape | 76934X | Absa Cradock | Waterproofing: Warranty Maintenance | Waterproofing: Warranty Maintenance | Waterproofing | 2023-04-03 | 2023-04-10 | 2023-06-30 | OPEX | 200 | 200 | CORP - Waterproofing |  | 23500 | 23500 | TAKEON |  |  |  |  | 2023-04-03 | 2023-04-10 | 2023-06-30 | 2023-06-30 | ASP-EC0293
23000421 | 2023 | CIP2023 | No | Region 1 | Gauteng South | 70656X | Alice Lane North | ALN Coffee Bar - Install new door, frame | ALN Coffee Bar - Install new door, frame, lock mechanisms & kick plate | Fabric : Corporate | 2023-03-20 | 2023-03-25 | 2023-05-31 | CAPEX | PR/3 | PR/3/05 | CORP - Fabric - Other |  | 22927.97 | 22927.97 | TAKEON
23000422 | 2023 | CIP2023 | No | Region 2 | Eastern Cape | 77262X | Garden Route Centre | Add railing at banking hall primary entr | Add railing at banking hall primary entrance | Fabric: Retail | 2023-04-13 | 2023-04-15 | 2023-06-30 | CAPEX | PR/3 | PR/3/13 | RETAIL - Fabric - Other |  | 20000 | 20000 | TAKEON |  |  |  |  | 2023-04-13 | 2023-04-15 | 2023-06-30 | 2023-06-30 | 610003113
23000423 | 2023 | CIP2023 | No | Region 1 | Gauteng South | 78224X | Alex Plaza, Alexandra | Drip tray required in server room | Drip tray required in server room | Engineering: Retail | 2023-03-20 | 2023-04-15 | 2023-06-30 | CAPEX | PR/2 | PR/2/05 | RETAIL - Mechanical |  | 20000 | 20000 | TAKEON
23000424 | 2023 | CIP2023 | Yes | National | Western Cape | 77657X | Absa Lower Long Street | Generator starter battery | Generator starter battery | Engineering: Corporate | 2023-04-29 | 2023-05-01 | 2023-07-31 | CAPEX | PR/1 | PR/1/04 | CORP - Electrical |  | 20000 | 20000 | TAKEON
23000425 | 2023 | CIP2023 | No | Region 3 | North West | 77546X | Absa Koster | Installation of plug points in the ATM a | Installation of plug points in the ATM and treasury | Engineering: Retail | 2023-07-03 | 2023-07-04 | 2023-09-30 | CAPEX | PR/2 | PR/2/04 | RETAIL - New assets |  | 20000 | 20000 | TAKEON
23000426 | 2023 | CIP2023 | No | Region 1 | Gauteng South | 37006X | Highlands Warehouse Meadowdale | Cover for cat ladder | Cover for cat ladder | Fabric : Corporate | 2023-01-18 | 2023-01-28 | 2023-04-30 | CAPEX | PR/3 | PR/3/05 | CORP - Fabric - Other |  | 19289.49 | 19289.49 | TAKEON
23000427 | 2023 | CIP2023 | No | Region 3 | North West | 77745X | Absa Vryburg | Drilling of holes to allow rain water dr | Drilling of holes to allow rain water drainage | Fabric: Retail | 2023-04-19 | 2023-04-30 | 2023-07-31 | CAPEX | PR/3 | PR/3/13 | RETAIL - Fabric - Other |  | 19118.75 | 19118.75 | TAKEON
23000428 | 2023 | CIP2023 | No | Region 3 | KwaZulu-Natal | 36268X | Cornubia Shopping Mall | Application of new brand colours as feat | Application of new brand colours as feature walls in banking hall and office to be considered. | Fabric: Retail | 2023-03-16 | 2023-03-19 | 2023-08-31 | CAPEX | PR/3 | PR/3/13 | RETAIL - Fabric - Other |  | 17000 | 17000 | TAKEON
23000429 | 2023 | OPEX | No | Region 3 | Mpumalanga | 78179X | Riverside Mall Nelspruit | Paint Bulk Teller & Treasury new CI - St | Paint Bulk Teller & Treasury new CI - Still country mushroom | Fabric: Retail | 2023-03-10 | 2023-03-13 | 2023-05-31 | OPEX | PR/3 | PR/3/13 | RETAIL - Fabric - Other |  | 15000 | 15000 | TAKEON
23000430 | 2023 | CIP2023 | No | Region 1 | Gauteng South | 36101X | Mall of The South | Stains on ATM floor (dye stains)- Vinyl | Stains on ATM floor (dye stains)- Vinyl to be replaced | Fabric: Retail | 2023-06-01 | 2023-06-30 | 2023-09-30 | CAPEX | PR/3 | PR/3/13 | RETAIL - Fabric - Other |  | 15000 | 15000 | TAKEON
23000431 | 2023 | CIP2023 | No | Region 2 | Western Cape | 70568X | Ceres | UPS Extractor FAN | UPS Extractor FAN | Engineering: Retail | 2023-04-20 | 2023-04-25 | 2023-05-31 | CAPEX | PR/2 | PR/2/10 | RETAIL - New assets |  | 15000 | 15000 | TAKEON |  |  |  |  | 2023-04-20 | 2023-04-25 | 2023-05-31 | 2023-05-31 | ASP-WC0256
23000432 | 2023 | CIP2023 | Yes | Region 2 | Western Cape | 36225X | Bridge Park Bridgeway Century City | Balcony - Balustrade | Balcony - Balustrade | Fabric : Corporate | 2023-05-12 | 2023-06-02 | 2023-08-31 | CAPEX | PR/3 | PR/3/05 | CORP - FABRIC - Other |  | 15000 | 15000 | TAKEON |  |  |  |  | 2023-05-12 | 2023-06-02 | 2023-08-31 | 2023-08-31 | 610003139
23000433 | 2023 | CIP2023 | No | Region 1 | Gauteng South | 21335X | 270 Republic Road | Canteen Kitchen Swing Doors installation | Canteen Kitchen Swing Doors installation | Fabric : Corporate | 2023-03-20 | 2023-03-25 | 2023-05-31 | CAPEX | PR/3 | PR/3/05 | CORP - Fabric - Other |  | 13894.52 | 13894.52 | TAKEON
23000434 | 2023 | CIP2023 | No | Region 1 | Gauteng North | 22491X | Absa Pretoria Campus | Install new manhole for sewer line | Install new manhole for sewer line | Engineering: Corporate | 2023-03-20 | 2023-03-25 | 2023-05-31 | CAPEX | PR/1 | PR/1/07 | CORP - Water and System |  | 13000 | 13000 | TAKEON
23000435 | 2023 | CIP2023 | No | Region 1 | Gauteng North | 76677X | Wonderpark Shopping Mall | Kitchen Door with Peephole | Kitchen Door with Peephole | Fabric: Retail | 2023-03-20 | 2023-03-25 | 2023-05-31 | CAPEX | PR/3 | PR/3/13 | RETAIL - Fabric - Other |  | 12096.5 | 12096.5 | TAKEON
23000436 | 2023 | CIP2023 | No | Region 1 | Gauteng South | 37140X | Gillooly's View | Welcome signage | Welcome signage | Fabric : Corporate | 2023-03-20 | 2023-03-25 | 2023-05-31 | CAPEX | PR/3 | PR/3/05 | CORP - Fabric - Other |  | 10350.25 | 10350.25 | TAKEON
23000437 | 2023 | CIP2023 | No | Region 1 | Gauteng North | 20955X | The Grove Mall | drip tray for HVAC in server room | drip tray for HVAC in server room | Engineering: Retail | 2023-08-01 | 2023-08-30 | 2023-11-30 | CAPEX | PR/2 | PR/2/05 | RETAIL - Mechanical |  | 10000 | 10000 | TAKEON
23000438 | 2023 | CIP2023 | No | Region 1 | Gauteng North | 21861X | Sanridge Square Shopping Centre | drip tray for HVAC in server room | drip tray for HVAC in server room | Engineering: Retail | 2023-08-01 | 2023-08-30 | 2023-11-30 | CAPEX | PR/2 | PR/2/05 | RETAIL - Mechanical |  | 10000 | 10000 | TAKEON
23000439 | 2023 | CIP2023 | No | Region 1 | Gauteng South | 70638X | Johannesburg Park Station 70638X | drip tray for server room | drip tray for server room | Engineering: Retail | 2023-06-01 | 2023-06-30 | 2023-09-30 | CAPEX | PR/2 | PR/2/05 | RETAIL - Mechanical |  | 10000 | 10000 | TAKEON
23000440 | 2023 | CIP2023 | No | Region 3 | North West | 37181X | Church Street Klerksdorp | Plug point in the ATM room | Plug point in the ATM room | Engineering: Retail | 2023-03-20 | 2023-03-21 | 2023-08-31 | CAPEX | PR/2 | PR/2/04 | RETAIL - New assets |  | 10000 | 10000 | TAKEON
23000441 | 2023 | CIP2023 | No | Region 3 | North West | 77745X | Absa Vryburg | Electrical plug in treasury | Electrical plug in treasury | Engineering: Retail | 2023-04-19 | 2023-04-30 | 2023-07-31 | CAPEX | PR/2 | PR/2/04 | RETAIL - Electrical |  | 9234.79 | 9234.79 | TAKEON
23000442 | 2023 | CIP2023 | No | Region 1 | Gauteng South | 78786X | 17 Harrison / Main Street | Grab rails need to be added to the ablut | Grab rails need to be added to the ablution facility. | Fabric: Retail | 2023-03-20 | 2023-04-15 | 2023-06-30 | CAPEX | PR/3 | PR/3/13 | RETAIL - Fabric - Other |  | 5000 | 5000 | TAKEON
23000443 | 2023 | ROL2022 | No | National | Various | Various | Various Sites | Retail Documentation Compliance Programm | Retail Documentation Compliance Programme (Phase 3 part 1) | BAU Retail | 2022-11-28 | 2023-04-28 | 2023-07-31 | CAPEX | PR/9 | PR/9/04 | RETAIL - BAU Compliance Documentation |  | 12349427.64 | 12349427.64 | TAKEON
23000444 | 2023 | ROL2022 | No | Energy | National | Various | Various Sites | Retail solar PV - installation of grid-t | Retail solar PV - installation of grid-tied solar PV systems | Engineering: Retail | 2022-11-21 | 2023-04-30 |  | CAPEX | PR/2 | PR/2/03 | RETAIL - Energy |  | 11494976.96 | 11494976.96 | TAKEON |  |  |  |  | 2022-11-21 | 2023-04-30 | 2023-04-30
23000445 | 2023 | ROL2022 | No | Energy | National | Various | Various Sites | Corporate solar PV - installation of gri | Corporate solar PV - installation of grid-tied solar PV systems | Engineering: Corporate | 2022-06-20 | 2023-03-31 |  | CAPEX | PR/1 | PR/1/03 | CORP - Energy |  | 7469241.03 | 7469241.03 | TAKEON |  |  |  |  | 2022-06-20 | 2023-03-31 | 2023-03-31
23000446 | 2023 | OPEX | No | Region 1 | Gauteng North | 22491X | Absa Pretoria Campus | Waterproofing of Identified Roofs (Imple | Waterproofing of Identified Roofs (Implementation phase linked to Prof fees) | Waterproofing | 2023-03-01 | 2023-06-30 | 2023-09-30 | OPEX | 200 | 200 | CORP - Waterproofing |  | 6200000 | 6200000 | TAKEON
23000447 | 2023 | ROL2022 | No | National | Various | Various | Various Sites | Retail Documentation Compliance Programm | Retail Documentation Compliance Programme (Phase 3 part 1) | BAU Retail | 2022-09-29 | 2023-01-30 | 2023-04-30 | CAPEX | PR/9 | PR/9/04 | RETAIL - BAU Compliance Documentation |  | 5136564 | 5136564 | TAKEON
23000448 | 2023 | ROL2022 | Yes | National | Various | Various | Various Sites | National project for EOL items | National project for EOL items | Engineering: Retail |  |  | 2023-03-31 | CAPEX | PR/2 | PR/2/04 | RETAIL - Electrical |  | 4045000 | 4045000 | TAKEON
23000449 | 2023 | ROL2022 | No | Region 1 | Gauteng South | 70656X | Alice Lane North | Change Critical (Rotary) UPS to Statics | Change Critical (Rotary) UPS to Statics UPS (Implementation Phase) | Engineering: Corporate | 2022-11-01 | 2022-12-15 | 2023-03-31 | CAPEX | PR/1 | PR/1/04 | CORP - Electrical |  | 4000000 | 4000000 | TAKEON
23000450 | 2023 | ROL2022 | No | Region 1 | Gauteng South | 76849X | Absa Call Centre Auckland Park | Kitchen & Coffee Upgrade - Previously Ca | Kitchen & Coffee Upgrade - Previously Canteen Non-slip floor | Fabric : Corporate | 2023-03-01 | 2023-03-30 | 2023-06-30 | CAPEX | PR/3 | PR/3/03 | CORP - Fabric - Carpets and floors |  | 3908450.55 | 3908450.55 | TAKEON
23000451 | 2023 | ROL2022 | No | Region 1 | Gauteng North | 22491X | Absa Pretoria Campus | Block E Canteen Upgrade (Replace cupboar | Block E Canteen Upgrade (Replace cupboards ,tops and floor , wall tiles in the canteen, back and front of house) | BAU FM Work | 2023-02-20 | 2023-03-30 | 2023-06-30 | CAPEX | PR/8 | PR/8/02 | CORP - BAU FM Work |  | 3576093.11 | 3576093.11 | TAKEON
23000452 | 2023 | UNKNOWN | No | Region 3 | Limpopo | 78979X | Polokwane RHO | Consolidation of the 3rd floor and HVAC | Consolidation of the 3rd floor and HVAC compliance | Polokwane Consolidation | 2022-11-04 | 2023-02-28 | 2023-05-31 | CAPEX | PR/4 | PR/4/11 | Polokwane Consolidation |  | 3448233.77 | 3448233.77 | TAKEON
23000453 | 2023 | UNKNOWN | No | Region 3 | Free State | 78316X | Absa Kimberley RHO | Remediation to falling brickwork | Remediation to falling brickwork | Dilaps/Reinstatement | 2022-11-14 | 2023-01-12 | 2023-03-31 | OPEX | RTB | RTB | Dilaps/Reinstatement |  | 2981510.34 | 2981510.34 | TAKEON
23000454 | 2023 | OPEX | No | Region 1 | Gauteng South | 77381X | Absa Towers North | Waterproofing (Implementation Phase) | Waterproofing (Implementation Phase) | Waterproofing | 2023-05-01 | 2023-05-30 | 2023-08-31 | OPEX | 200 | 200 | CORP - Waterproofing |  | 2700000 | 2700000 | TAKEON
23000455 | 2023 | ROL2022 | No | Region 1 | Gauteng North | 22491X | Absa Pretoria Campus | Refurbish fire sprinkler system | Refurbish fire sprinkler system | Engineering: Corporate | 2023-04-15 | 2023-05-31 | 2023-08-31 | CAPEX | PR/1 | PR/1/02 | CORP - Engineering and Infrastructure |  | 2557618.01 | 2557618.01 | TAKEON
23000456 | 2023 | UNKNOWN | No | Region 2 | Western Cape | 36225X | Bridge Park Bridgeway Century City | Dilaps - Phase 2 - 3rd Floor West | Dilaps - Phase 2 - 3rd Floor West | Dilaps/Reinstatement | 2023-01-15 | 2023-06-30 | 2023-09-30 | OPEX | RTB | RTB | Dilaps/Reinstatement |  | 2455435.82 | 2455435.82 | TAKEON |  |  |  |  | 2023-01-15 | 2023-06-30 | 2023-09-30 | 2023-09-30 | ALP-WC0014
23000457 | 2023 | ROL2022 | No | Region 1 | Gauteng North | 22491X | Absa Pretoria Campus | Refurbish carport structure | Refurbish carport structure | Fabric : Corporate | 2022-11-01 | 2022-12-15 | 2023-03-31 | CAPEX | PR/3 | PR/3/05 | CORP - Fabric - Other |  | 1837577.06 | 1837577.06 | TAKEON
23000458 | 2023 | UNKNOWN | No | National | Various | Various | Various Sites | VAMM Asset Management | VAMM Asset Management | VAMM | 2022-12-15 | 2023-08-31 | 2023-11-30 | OPEX | VAMM | VAMM | Visual Arts and Money Museum |  | 1768094.5 | 1768094.5 | TAKEON
23000459 | 2023 | OPEX | No | Energy | Various | Various | Various Sites | Green Star SA Rating - EBP and Interiors | Green Star SA Rating - EBP and Interiors | Engineering: Retail | 2022-08-01 | 2023-06-30 |  | OPEX | PR/2 | PR/2/03 | RETAIL - Energy |  | 1561640.57 | 1561640.57 | TAKEON |  |  |  |  | 2022-08-01 | 2023-06-30 | 2023-06-30
23000460 | 2023 | ROL2022 | No | Region 3 | KwaZulu-Natal | 22460X | Ridgeside Absa RHO | Expansion joint remedial works | Expansion joint remedial works | Engineering: Corporate | 2023-03-20 | 2023-05-20 | 2023-07-31 | CAPEX | PR/1 | PR/1/02 | CORP - Engineering and Infrastructure |  | 1493012.17 | 1493012.17 | TAKEON
23000461 | 2023 | ROL2022 | No | Region 2 | Eastern Cape | 77213X | Morcross Centre - Matatiele | Minor Works - Tiles and carpets in clien | Minor Works - Tiles and carpets in client facing areas, Ceiling tiles etc. | Fabric: Retail | 2022-11-10 | 2022-11-23 | 2023-01-31 | CAPEX | PR/3 | PR/3/13 | RETAIL - Fabric - Other |  | 1309317.67 | 1309317.67 | TAKEON |  |  |  |  | 2022-11-10 | 2022-11-23 | 2023-01-31 | 2023-01-31 | ALP-EC0008
23000462 | 2023 | ROL2022 | No | Region 1 | Gauteng South | 76849X | Absa Call Centre Auckland Park | Energy Propel Air Toilets Installation R | Energy Propel Air Toilets Installation R 2793191,8 | Engineering: Corporate | 2022-11-01 | 2022-12-15 | 2023-03-31 | CAPEX | PR/1 | PR/1/03 | CORP - Energy |  | 1248014.73 | 1248014.73 | TAKEON
23000463 | 2023 | ROL2022 | No | National | Various | Various | Various Sites | Phase 2a Retail document compliance (56 | Phase 2a Retail document compliance (56 sites) | BAU Retail | 2021-05-17 | 2023-06-30 | 2023-09-30 | CAPEX | PR/9 | PR/9/04 | RETAIL - BAU Compliance Documentation |  | 1177047.5 | 1177047.5 | TAKEON
23000464 | 2023 | ROL2022 | No | Region 3 | Northern Cape | 78326X | Absa Jankempdorp | Retile the entire branch, Consolidate 3x | Retile the entire branch, Consolidate 3x ATM's into one ATM room  Wall and floor tiles is also a challenge because its not easy to get the same spec again when we need to address cracked tiles.  I suggest we put on CIP 2022 to replace the entire tiles | Fabric: Retail | 2023-01-11 | 2023-01-26 | 2023-06-30 | CAPEX | PR/3 | PR/3/13 | RETAIL - Fabric - Other |  | 1158119.11 | 1158119.11 | TAKEON
23000465 | 2023 | ROL2022 | No | National | Various | Various | Various Sites | Phase 2b Retail document compliance (77 | Phase 2b Retail document compliance (77 sites) | BAU Retail | 2021-05-17 | 2023-06-30 | 2023-09-30 | CAPEX | PR/9 | PR/9/04 | RETAIL - BAU Compliance Documentation |  | 1146828.56 | 1146828.56 | TAKEON
23000466 | 2023 | ROL2022 | No | Region 1 | Gauteng South | 77381X | Absa Towers North | Replacement of 21 Condensing Coils | Replacement of 21 Condensing Coils | Engineering: Corporate | 2023-02-15 | 2023-06-30 | 2023-09-30 | CAPEX | PR/1 | PR/1/02 | CORP - Engineering and Infrastructure |  | 1144892.99 | 1144892.99 | TAKEON
23000467 | 2023 | ROL2022 | No | National | Various | Various | Various Sites | Phase 1 RBB Documentation Compliance (86 | Phase 1 RBB Documentation Compliance (86 sites) | BAU Retail | 2021-05-17 | 2023-06-30 | 2023-09-30 | CAPEX | PR/9 | PR/9/04 | RETAIL - BAU Compliance Documentation |  | 1115502.22 | 1115502.22 | TAKEON
23000468 | 2023 | OPEX | No | National | Various | Various | Various Sites | Retail Documentation Compliance Phase 1 | Retail Documentation Compliance Phase 1 & 2 Council Submissions | BAU Retail | 2022-09-29 | 2023-01-30 | 2023-04-30 | OPEX | PR/9 | PR/9/04 | RETAIL - BAU Compliance Documentation |  | 1074364.78 | 1074364.78 | TAKEON
23000469 | 2023 | ROL2022 | No | Region 2 | Eastern Cape | 79369X | Vincent Office Park | Generator and UPS | Generator and UPS | Engineering: Corporate | 2023-02-15 | 2023-03-15 | 2023-05-31 | CAPEX | PR/1 | PR/1/10 | CORP - New assets |  | 1022473.03 | 1022473.03 | TAKEON |  |  |  |  | 2023-02-15 | 2023-04-15 | 2023-05-31 | 2023-05-31 | ALP-EC0011
23000470 | 2023 | ROL2022 | No | Region 3 | Mpumalanga | 77446X | Hazyview | Install standby generator, Install UPS a | Install standby generator, Install UPS and electrical distribution board reticulation | Engineering: Retail | 2022-11-15 | 2022-11-25 | 2023-01-31 | CAPEX | PR/2 | PR/2/10 | RETAIL - New assets |  | 1020713.47 | 1020713.47 | TAKEON
23000471 | 2023 | OPEX | No | Energy | National | Various | Various Sites | Purchasing carbon offsets | Purchasing carbon offsets | Engineering: Corporate | 2022-12-12 | 2023-03-31 | 2023-06-30 | OPEX | PR/1 | PR/1/03 | CORP - Energy |  | 996757.5 | 996757.5 | TAKEON
23000472 | 2023 | ROL2022 | No | Region 1 | Gauteng South | 77381X | Absa Towers North | Structural crack repairs | Structural crack repairs | Engineering: Corporate | 2023-04-01 | 2023-03-30 | 2023-06-30 | CAPEX | PR/1 | PR/1/02 | CORP - Engineering and Infrastructure |  | 985001.35 | 985001.35 | TAKEON
23000473 | 2023 | OPEX | No | Region 2 | Western Cape | 77722X | Absa Vredenburg | Waterproofing | Waterproofing | Waterproofing | 2023-02-01 | 2023-03-31 | 2023-07-31 | OPEX | 200 | 200 | CORP - Waterproofing |  | 981530.67 | 981530.67 | TAKEON |  |  |  |  | 2023-02-01 | 2023-03-31 | 2023-07-31 | 2023-07-31 | ALP-WC0008
23000474 | 2023 | ROL2022 | No | Region 2 | Eastern Cape | 76436X | Linton Arcade | Installation of generator | Installation of generator | Engineering: Retail | 2023-02-01 | 2023-02-28 | 2023-05-31 | CAPEX | PR/2 | PR/2/05 | RETAIL - Mechanical |  | 876274.37 | 876274.37 | TAKEON |  |  |  |  | 2023-02-01 | 2023-02-28 | 2023-05-31 | 2023-05-31 | ALP-EC0007
23000475 | 2023 | ROL2022 | No | Region 1 | Gauteng South | 21526X | Absa Towers West | 5th Floor Compliance | 5th Floor Compliance | Fabric : Corporate | 2022-11-01 | 2022-12-15 | 2023-03-31 | CAPEX | PR/3 | PR/3/05 | CORP - Fabric - Other |  | 840674.54 | 840674.54 | TAKEON
23000476 | 2023 | ROL2022 | No | Region 3 | KwaZulu-Natal | 70634X | Arbour Crossing Retail Centre | Minor Refresh | Minor Refresh | Fabric : Corporate | 2022-11-18 | 2022-12-01 | 2023-02-28 | CAPEX | PR/3 | PR/3/05 | CORP - FABRIC - Other |  | 781748.73 | 781748.73 | TAKEON
23000477 | 2023 | ROL2022 | No | Region 1 | Gauteng South | 77139X | Protea Gardens | New Generator off MW Budget | New Generator off MW Budget | Engineering: Retail | 2022-11-01 | 2022-12-15 | 2023-03-31 | CAPEX | PR/2 | PR/2/05 | RETAIL - Mechanical |  | 771862.92 | 771862.92 | TAKEON
23000478 | 2023 | ROL2022 | No | Region 3 | Free State | 78306X | Absa Bank Frankfort | Replace all floor carpets - Painting of | Replace all floor carpets - Painting of walls in new Absa colours as well as new internal signage. Replace all the chairs, replace banking hall floor tiles, replace all lights with LED. Install IK and help line | Fabric: Retail | 2022-12-01 | 2022-12-14 | 2023-03-31 | CAPEX | PR/3 | PR/3/13 | RETAIL - Fabric - Other |  | 765961.7 | 765961.7 | TAKEON
23000479 | 2023 | ROL2022 | No | Region 1 | Gauteng North | 22491X | Absa Pretoria Campus | Structural crack repairs | Structural crack repairs | Engineering: Corporate | 2023-03-01 | 2023-03-30 | 2023-06-30 | CAPEX | PR/1 | PR/1/02 | CORP - Engineering and Infrastructure |  | 741448.38 | 741448.38 | TAKEON
23000480 | 2023 | ROL2022 | No | Region 3 | Mpumalanga | 77316X | Schoemansdal -Matsamo Plaza | Install standby generator, Install UPS a | Install standby generator, Install UPS and electrical distribution board reticulation | Engineering: Retail | 2022-11-07 | 2022-11-30 | 2023-02-28 | CAPEX | PR/2 | PR/2/10 | RETAIL - New assets |  | 708677.22 | 708677.22 | TAKEON
23000481 | 2023 | ROL2022 | No | Region 3 | North West | 77605X | Wolmaransstad | Replace floor tiles, remove wallpaper an | Replace floor tiles, remove wallpaper and paint walls, supply brochure stands, internal signage | Fabric: Retail | 2023-02-08 | 2023-02-19 | 2023-04-30 | CAPEX | PR/3 | PR/3/13 | RETAIL - Fabric - Other |  | 707874.71 | 707874.71 | TAKEON
23000482 | 2023 | UNKNOWN | No | Region 2 | Western Cape | 78094X | Absa Heidelberg | Dilaps | Dilaps | Dilaps/Reinstatement | 2022-12-01 | 2023-02-15 | 2023-04-30 | OPEX | RTB | RTB | Dilaps/Reinstatement |  | 688867.54 | 688867.54 | TAKEON |  |  |  |  | 2022-12-01 | 2023-02-15 | 2023-04-30 | 2023-04-30 | ALP-WC0015
23000483 | 2023 | ROL2022 | No | Region 1 | Gauteng South | 21843X | Alice Lane Podium | Sound proofing of meeting room | Sound proofing of meeting room | Fabric : Corporate | 2022-11-01 | 2022-12-15 | 2023-03-31 | CAPEX | PR/3 | PR/3/05 | CORP - Fabric - Other |  | 682263.03 | 682263.03 | TAKEON
23000484 | 2023 | UNKNOWN | No | Region 1 | Gauteng South | 78531X | Absa Hillcrest Office Park | Closure PH2 Fitout for remaining portion | Closure PH2 Fitout for remaining portion | Dilaps/Reinstatement | 2022-11-01 | 2022-12-15 | 2023-03-31 | OPEX | RTB | RTB | Dilaps/Reinstatement |  | 651944.13 | 651944.13 | TAKEON
23000485 | 2023 | ROL2022 | No | Region 1 | Gauteng South | 36202X | Lakeside Mall | New Generator off MW Budget | New Generator off MW Budget | Engineering: Retail | 2022-11-01 | 2022-12-15 | 2023-03-31 | CAPEX | PR/2 | PR/2/05 | RETAIL - Mechanical |  | 644876.04 | 644876.04 | TAKEON
23000486 | 2023 | ROL2022 | No | Region 1 | Gauteng South | 35107X | Protea Glen | New Generator off MW Budget | New Generator off MW Budget | Engineering: Retail | 2023-02-15 | 2023-03-15 | 2023-06-30 | CAPEX | PR/2 | PR/2/05 | RETAIL - Mechanical |  | 635224.11 | 635224.11 | TAKEON
23000487 | 2023 | ROL2022 | No | Region 1 | Gauteng South | 76403X | Absa Annan Road, Carletonville | MW Banking hall floor tiles mismatched & | MW Banking hall floor tiles mismatched & Develop SOW for app | Fabric: Retail | 2023-03-01 | 2023-04-30 | 2023-07-31 | CAPEX | PR/3 | PR/3/13 | RETAIL - Fabric - Other |  | 629081.37 | 629081.37 | TAKEON
23000488 | 2023 | UNKNOWN | No | Region 2 | Eastern Cape | 76669X | 6th Avenue Shopping Centre | Dilaps and Reinstatement | Dilaps and Reinstatement | Dilaps/Reinstatement | 2022-09-30 | 2022-11-30 | 2023-02-28 | OPEX | RTB | RTB | Dilaps/Reinstatement |  | 608184.95 | 608184.95 | TAKEON |  |  |  |  | 2022-09-30 | 2022-11-30 | 2023-02-28 | 2023-02-28 | ALP-EC0009
23000489 | 2023 | ROL2022 | No | Region 3 | North West | 79227X | Absa Taung | Replace carpets, paint walls & doors (in | Replace carpets, paint walls & doors (including fix & paint skirtings, hole at bottom of silver area at 1 teller counter), kitchen, bathroom walls paint. Replace 5 teller chairs | Fabric: Retail | 2022-11-11 | 2022-11-22 | 2023-01-31 | CAPEX | PR/3 | PR/3/13 | RETAIL - Fabric - Other |  | 604051.94 | 604051.94 | TAKEON
23000490 | 2023 | ROL2022 | No | Region 3 | Northern Cape | 79329X | De Aar | Extend ATM Room for inclusion of a new d | Extend ATM Room for inclusion of a new device (ATM) - Approved drawings will be required. | Fabric: Retail | 2023-01-11 | 2023-01-24 | 2023-03-31 | CAPEX | PR/3 | PR/3/13 | RETAIL - Fabric - Other |  | 571196.17 | 571196.17 | TAKEON
23000491 | 2023 | ROL2022 | No | Region 1 | Gauteng South | 37056X | Lebanon House | Request to install generator (Chris Hani | Request to install generator (Chris Hani Swap) | Engineering: Retail | 2023-03-01 | 2023-04-30 | 2023-07-31 | CAPEX | PR/2 | PR/2/05 | RETAIL - Mechanical |  | 555413.47 | 555413.47 | TAKEON
23000492 | 2023 | ROL2022 | No | Region 2 | Western Cape | 77848X | Brackenfell Shopping Centre | Floor Tiles banking hall and ATM area | Floor Tiles banking hall and ATM area | Fabric: Retail | 2022-11-19 | 2022-12-06 | 2023-02-28 | CAPEX | PR/3 | PR/3/13 | RETAIL - Fabric - Other |  | 512143.52 | 512143.52 | TAKEON |  |  |  |  | 2022-11-19 | 2022-12-06 | 2023-02-28 | 2023-02-28 | ALP-WC0007
23000493 | 2023 | ROL2022 | No | Region 1 | Gauteng South | 76437X | Fordsburg | MW Carpets, Signage for consultants, Tel | MW Carpets, Signage for consultants, Teller Blinds | Fabric: Retail | 2023-02-01 | 2023-03-30 | 2023-06-30 | CAPEX | PR/3 | PR/3/13 | RETAIL - Fabric - Other |  | 498168.6 | 498168.6 | TAKEON
23000494 | 2023 | ROL2022 | No | Region 2 | Eastern Cape | 79189X | Settlers Square Greenfields | Ceiling tile replacement | Ceiling tile replacement | Fabric: Retail | 2022-11-18 | 2022-11-20 | 2023-01-31 | CAPEX | PR/3 | PR/3/13 | RETAIL - Fabric - Other |  | 492239.98 | 492239.98 | TAKEON |  |  |  |  | 2022-11-18 | 2022-11-20 | 2023-01-31 | 2023-01-31 | ASP-EC0122
23000495 | 2023 | ROL2022 | No | Region 2 | Eastern Cape | 78540X | Absa Cofimvaba | Security Upgrade Atm Area | Security Upgrade Atm Area | Fabric: Retail | 2022-11-07 | 2022-11-17 | 2023-01-31 | CAPEX | PR/3 | PR/3/13 | RETAIL - Fabric - Other |  | 469788.49 | 469788.49 | TAKEON |  |  |  |  | 2022-11-07 | 2022-11-17 | 2023-01-31 | 2023-01-31 | ASP-EC0216
23000496 | 2023 | ROL2022 | No | Energy | National | Various | Various Sites | Smart water/electricity meter installati | Smart water/electricity meter installations | Engineering: Retail | 2022-08-01 | 2023-03-31 | 2023-06-30 | CAPEX | PR/2 | PR/2/03 | RETAIL - Energy |  | 462522.46 | 462522.46 | TAKEON
23000497 | 2023 | ROL2022 | No | Region 1 | Gauteng South | 76563X | Quo Vadis Centre, Westonaria | Banking Floor Tiles, Painting, Ceiling T | Banking Floor Tiles, Painting, Ceiling Tiles Spray & Signage | Fabric: Retail | 2023-03-01 | 2023-03-30 | 2023-06-30 | CAPEX | PR/3 | PR/3/13 | RETAIL - Fabric - Other |  | 431849.72 | 431849.72 | TAKEON
23000498 | 2023 | ROL2022 | No | Region 1 | Gauteng South | 78421X | Norwood Mall | Minor Works - Carpet replacement through | Minor Works - Carpet replacement through-out the branch and ceilings in Teller area and Toilets throughout branch. Include space saver | Fabric: Retail | 2023-03-01 | 2023-03-31 | 2023-06-30 | CAPEX | PR/3 | PR/3/13 | RETAIL - Fabric - Other |  | 430367.67 | 430367.67 | TAKEON
23000499 | 2023 | UNKNOWN | No | Region 2 | Eastern Cape | 76928X | Summerstrand Village Shopping Centre | Dilaps and Reinstatement | Dilaps and Reinstatement | Dilaps/Reinstatement | 2022-11-01 | 2022-11-30 | 2023-02-28 | OPEX | RTB | RTB | Dilaps/Reinstatement |  | 426251.02 | 426251.02 | TAKEON |  |  |  |  | 2022-11-01 | 2022-11-30 | 2023-02-28 | 2023-02-28 | ASP-EC0206
23000500 | 2023 | ROL2022 | No | Region 1 | Gauteng South | 70656X | Alice Lane North | Change Critical UPS to Statics UPS( Prof | Change Critical UPS to Statics UPS( Professional Fees) | Engineering: Corporate | 2022-11-01 | 2022-12-15 | 2023-03-31 | CAPEX | PR/1 | PR/1/04 | CORP - Electrical |  | 400000 | 400000 | TAKEON
23000501 | 2023 | ROL2022 | No | Region 1 | Gauteng South | 21335X | 270 Republic Road | Reframing of Artwork | Reframing of Artwork | Fabric : Corporate | 2022-11-01 | 2022-12-15 | 2023-03-31 | CAPEX | PR/3 | PR/3/05 | CORP - Fabric - Other |  | 400000 | 400000 | TAKEON
23000502 | 2023 | ROL2022 | Yes | National | Various | Various | Various Sites | National project for EOL items | National project for EOL items | Engineering: Corporate | 2022-11-28 | 2023-04-28 | 2023-07-31 | CAPEX | PR/1 | PR/1/04 | CORP - Electrical |  | 395000 | 395000 | TAKEON
23000503 | 2023 | ROL2022 | No | Region 1 | Gauteng South | 78551X | Absa Greenstone | Replacement of Generator | Replacement of Generator | Engineering: Retail | 2022-11-01 | 2022-12-15 | 2023-03-31 | CAPEX | PR/2 | PR/2/05 | RETAIL - Mechanical |  | 388905.71 | 388905.71 | TAKEON
23000504 | 2023 | ROL2022 | No | Region 2 | Western Cape | 70568X | Ceres | Revamp ablutions | Revamp ablutions | Fabric: Retail | 2022-11-14 | 2022-12-02 | 2023-02-28 | CAPEX | PR/3 | PR/3/13 | RETAIL - Fabric - Other |  | 382945.02 | 382945.02 | TAKEON |  |  |  |  | 2022-11-14 | 2022-12-02 | 2023-02-28 | 2023-02-28 | ASP-WC0244
23000505 | 2023 | ROL2022 | No | Region 1 | Gauteng North | 22491X | Absa Pretoria Campus | Upgrade addressable fire detection syste | Upgrade addressable fire detection system (Installation of external public address system Block A,B,C) | Engineering: Corporate | 2022-11-01 | 2022-12-15 | 2023-03-31 | CAPEX | PR/1 | PR/1/06 | CORP - Fire |  | 350523.38 | 350523.38 | TAKEON
23000506 | 2023 | ROL2022 | No | Region 1 | Gauteng South | 21526X | Absa Towers West | Restaurant Furniture | Restaurant Furniture | Fabric : Corporate | 2022-11-01 | 2022-12-15 | 2023-03-31 | CAPEX | PR/3 | PR/3/05 | CORP - Fabric - Other |  | 346663.97 | 346663.97 | TAKEON
23000507 | 2023 | OPEX | No | Region 1 | Gauteng South | 77381X | Absa Towers North | Waterproofing (Professional Fees) | Waterproofing (Professional Fees) | Waterproofing | 2022-11-01 | 2022-12-15 | 2023-03-31 | OPEX | 200 | 200 | CORP - Waterproofing |  | 316162.44 | 316162.44 | TAKEON
23000508 | 2023 | ROL2022 | No | Region 1 | Gauteng North | 77381X | Absa Towers North | Polish exterior black marble wall tiles | Polish exterior black marble wall tiles | Fabric : Corporate | 2023-02-28 | 2023-03-31 | 2023-06-30 | CAPEX | PR/3 | PR/3/05 | CORP - Fabric - Other |  | 308853.72 | 308853.72 | TAKEON
23000509 | 2023 | ROL2022 | No | Region 1 | Gauteng North | 21330X | Birch Acres Mall | Minor Works (Lights, benches & queue sys | Minor Works (Lights, benches & queue systems | Fabric: Retail | 2022-11-01 | 2022-12-15 | 2023-03-31 | CAPEX | PR/3 | PR/3/13 | RETAIL - Fabric - Other |  | 302964.12 | 302964.12 | TAKEON
23000510 | 2023 | ROL2022 | No | Region 1 | Gauteng South | 77329X | Lenasia | MW - Water damage Plinths, Consolidated | MW - Water damage Plinths, Consolidated with other works | Fabric: Retail | 2022-11-01 | 2022-12-15 | 2023-03-31 | CAPEX | PR/3 | PR/3/13 | RETAIL - Fabric - Other |  | 293686.66 | 293686.66 | TAKEON
23000511 | 2023 | ROL2022 | No | Region 1 | Gauteng North | 20955X | The Grove Mall | MW Tiles, Painting, Benches | MW Tiles, Painting, Benches | Fabric: Retail | 2023-03-01 | 2023-04-28 | 2023-07-31 | CAPEX | PR/3 | PR/3/13 | RETAIL - Fabric - Other |  | 289783.48 | 289783.48 | TAKEON
23000512 | 2023 | OPEX | No | Region 1 | Gauteng North | 22491X | Absa Pretoria Campus | Correct roof waterproofing (Professional | Correct roof waterproofing (Professional Fees) | Waterproofing | 2022-11-01 | 2022-12-15 | 2023-03-31 | OPEX | 200 | 200 | CORP - Waterproofing |  | 267587.32 | 267587.32 | TAKEON
23000513 | 2023 | ROL2022 | No | Region 3 | Limpopo | 76784X | Mangalani Mall | Replacement of Teller counters and paint | Replacement of Teller counters and painting to walls at tellers and ATM room | Fabric: Retail | 2023-01-20 | 2023-01-27 | 2023-06-30 | CAPEX | PR/3 | PR/3/13 | RETAIL - Fabric - Other |  | 260483.61 | 260483.61 | TAKEON
23000514 | 2023 | ROL2022 | No | Region 1 | Gauteng South | 70656X | Alice Lane Towers | Replacement of 2 x Hydro taps | Replacement of 2 x Hydro taps | Fabric : Corporate | 2022-11-01 | 2022-12-15 | 2023-03-31 | CAPEX | PR/3 | PR/3/05 | CORP - Fabric - Other |  | 253443.48 | 253443.48 | TAKEON
23000515 | 2023 | ROL2022 | No | Region 1 | Gauteng South | 77381X | Absa Towers North | Main and governor rope replacement Retro | Main and governor rope replacement Retrospective | Engineering: Corporate | 2022-11-01 | 2022-12-15 | 2023-03-31 | CAPEX | PR/1 | PR/1/05 | CORP - Mechanical |  | 252275.83 | 252275.83 | TAKEON
23000516 | 2023 | ROL2022 | No | Region 1 | Gauteng South | 22491X | Absa Pretoria Campus | Chiller Fan Retrospective | Chiller Fan Retrospective | Engineering: Corporate | 2022-11-01 | 2022-12-15 | 2023-03-31 | CAPEX | PR/1 | PR/1/05 | CORP - Mechanical |  | 246760.45 | 246760.45 | TAKEON
23000517 | 2023 | ROL2022 | No | Region 1 | Gauteng South | 21526X | Absa Towers West | Replacing Obsolete Lift Drives | Replacing Obsolete Lift Drives | Engineering: Corporate | 2022-11-01 | 2022-12-15 | 2023-03-31 | CAPEX | PR/1 | PR/1/05 | CORP - Mechanical |  | 238677.83 | 238677.83 | TAKEON
23000518 | 2023 | UNKNOWN | No | Region 3 | KwaZulu-Natal | 22338X | AVAF Trade Centre | Dilaps | Dilaps | Dilaps/Reinstatement | 2022-10-21 | 2022-11-12 | 2023-01-31 | OPEX | RTB | RTB | Dilaps/Reinstatement |  | 230623.95 | 230623.95 | TAKEON
23000519 | 2023 | ROL2022 | No | Region 3 | KwaZulu-Natal | 77751X | Absa Empangeni | Construction of new office cubicle, inst | Construction of new office cubicle, installation of ATM room worktop, installation of block out tint | Fabric: Retail | 2022-12-05 | 2022-12-06 | 2023-02-28 | CAPEX | PR/3 | PR/3/13 | RETAIL - Fabric - Other |  | 196785.07 | 196785.07 | TAKEON
23000520 | 2023 | ROL2022 | No | Region 1 | Gauteng South | 21334X | 268 Republic Road | Supply and install hide away unit | Supply and install hide away unit | Engineering: Corporate | 2022-11-01 | 2022-12-15 | 2023-03-31 | CAPEX | PR/1 | PR/1/05 | CORP - Mechanical |  | 196451.69 | 196451.69 | TAKEON
23000521 | 2023 | ROL2022 | No | Region 2 | Western Cape | 77877X | Absa Robertson | Hvac Teller Area | Hvac Teller Area | Engineering: Retail | 2022-11-23 | 2022-11-30 | 2023-02-28 | CAPEX | PR/2 | PR/2/05 | RETAIL - Mechanical |  | 190070.74 | 190070.74 | TAKEON |  |  |  |  | 2022-11-23 | 2022-11-30 | 2023-02-28 | 2023-02-28 | ASP-WC0220
23000522 | 2023 | ROL2022 | No | Region 1 | Gauteng South | 22379X | 20 Goldman Street Florida | Minor Works (Kitchen Upgrade/ Ceiling Ti | Minor Works (Kitchen Upgrade/ Ceiling Tile Spray) | Fabric: Retail | 2022-11-01 | 2023-02-28 | 2023-05-31 | CAPEX | PR/3 | PR/3/13 | RETAIL - Fabric - Other |  | 176914.87 | 176914.87 | TAKEON
23000523 | 2023 | ROL2022 | No | Region 1 | Gauteng North | 76439X | Central City Shopping Centre Mabopane | Additional Office | Additional Office | Fabric: Retail | 2022-11-01 | 2022-12-15 | 2023-03-31 | CAPEX | PR/3 | PR/3/13 | RETAIL - Fabric - Other |  | 171976.85 | 171976.85 | TAKEON
23000524 | 2023 | OPEX | No | National | Various | Various | Various Sites | Phase 3 (Rationale) Retail Buildings Com | Phase 3 (Rationale) Retail Buildings Compliance Documentation (73 Sites) Assessments -Opex (BOQ's) | BAU Retail | 2021-09-27 | 2023-02-24 | 2023-05-31 | OPEX | PR/9 | PR/9/04 | RETAIL - BAU Compliance Documentation |  | 168412.69 | 168412.69 | TAKEON
23000525 | 2023 | ROL2022 | No | Region 1 | Gauteng North | 22491X | Absa Pretoria Campus | Replacement of worn-out reception floor | Replacement of worn-out reception floor carpets Block A, B,C,J | BAU FM Work | 2022-11-01 | 2022-12-15 | 2023-03-31 | CAPEX | PR/8 | PR/8/02 | CORP - BAU FM Work |  | 154942.62 | 154942.62 | TAKEON
23000526 | 2023 | ROL2022 | No | Region 3 | KwaZulu-Natal | 20988X | Absa Galleria | Construction of new office cubicle | Construction of new office cubicle | Fabric: Retail | 2022-11-21 | 2022-11-25 | 2023-01-31 | CAPEX | PR/3 | PR/3/13 | RETAIL - Fabric - Other |  | 150196.14 | 150196.14 | TAKEON
23000527 | 2023 | ROL2022 | No | Region 1 | Gauteng North | 76649X | Kolonnade Shopping Centre | Minor Works - Bulk teller safe removal | Minor Works - Bulk teller safe removal | Fabric: Retail | 2022-11-01 | 2022-12-15 | 2023-03-31 | CAPEX | PR/3 | PR/3/13 | RETAIL - Fabric - Other |  | 141422.54 | 141422.54 | TAKEON
23000528 | 2023 | ROL2022 | No | Region 1 | Gauteng South | 78551X | Absa Greenstone | Temp Generator Retrospective | Temp Generator Retrospective | Engineering: Retail | 2022-11-01 | 2022-12-15 | 2023-03-31 | CAPEX | PR/2 | PR/2/04 | RETAIL - Electrical |  | 138408.25 | 138408.25 | TAKEON
23000529 | 2023 | ROL2022 | No | Region 1 | Gauteng North | 36250X | The Boulders | MW Replace check in desk with Host Podiu | MW Replace check in desk with Host Podium, Window replacement and decal | Fabric: Retail | 2023-03-20 | 2023-04-28 | 2023-07-31 | CAPEX | PR/3 | PR/3/13 | RETAIL - Fabric - Other |  | 137397.61 | 137397.61 | TAKEON
23000530 | 2023 | ROL2022 | No | Region 2 | Western Cape | 22465X | Donald Court | Lifestyle Graphics | Lifestyle Graphics | Fabric: Retail | 2022-11-24 | 2022-11-25 | 2023-01-31 | CAPEX | PR/3 | PR/3/13 | RETAIL - Fabric - Other |  | 136916.6 | 136916.6 | TAKEON |  |  |  |  | 2022-11-24 | 2022-11-25 | 2023-01-31 | 2023-01-31 | ASP-WC0250
23000531 | 2023 | ROL2022 | No | Region 1 | Gauteng South | 70656X | Alice Lane North | Starter batteries | Starter batteries | Engineering: Corporate | 2022-11-01 | 2022-12-15 | 2023-03-31 | CAPEX | PR/1 | PR/1/04 | CORP - Electrical |  | 135790.55 | 135790.55 | TAKEON
23000532 | 2023 | ROL2022 | No | Region 1 | Gauteng South | 21335X | 270 Republic Road | Generator Battery Replacement | Generator Battery Replacement | Engineering: Corporate | 2022-11-01 | 2022-12-15 | 2023-03-31 | CAPEX | PR/1 | PR/1/04 | CORP - Electrical |  | 130262.57 | 130262.57 | TAKEON
23000533 | 2023 | ROL2022 | No | Region 2 | Western Cape | 22225x | Tokai Junction, Shops G22,G23,G24 & G25A | Generator Swap Out (EOL Funded) | Generator Swap Out (EOL Funded) | Engineering: Retail | 2022-11-01 | 2022-11-12 | 2023-01-31 | CAPEX | PR/2 | PR/2/04 | RETAIL - Electrical |  | 127101.67 | 127101.67 | TAKEON |  |  |  |  | 2022-11-01 | 2022-11-12 | 2023-01-31 | 2023-01-31 | ASP-WC0246
23000534 | 2023 | UNKNOWN | No | Region 2 | Western Cape | 77261X | Parow Mclntyre | Dilaps | Dilaps | Dilaps/Reinstatement | 2022-11-01 | 2022-11-30 | 2023-02-28 | OPEX | RTB | RTB | Dilaps/Reinstatement |  | 120754.39 | 120754.39 | TAKEON |  |  |  |  | 2022-11-01 | 2022-11-30 | 2023-02-28 | 2023-02-28 | ASP-WC0225
23000535 | 2023 | ROL2022 | No | Region 3 | KwaZulu-Natal | 77417X | Shelly Beach | Construction of new office cubicle | Construction of new office cubicle | Fabric: Retail | 2022-11-21 | 2022-12-05 | 2023-02-28 | CAPEX | PR/3 | PR/3/13 | RETAIL - Fabric - Other |  | 120730.23 | 120730.23 | TAKEON
23000536 | 2023 | ROL2022 | No | Region 2 | Eastern Cape | Various | Various Sites | Decals and Vinyl's (Retrospective) | Decals and Vinyl's (Retrospective) | Fabric: Retail | 2022-11-01 | 2022-12-15 | 2023-02-28 | CAPEX | PR/3 | PR/3/13 | RETAIL - Fabric - Other |  | 117743.9 | 117743.9 | TAKEON |  |  |  |  | 2022-11-01 | 2022-12-15 | 2023-02-28 | 2023-02-28 | ASP-N00048
23000537 | 2023 | ROL2022 | No | Region 1 | Gauteng South | 76849X | Absa Call Centre Auckland Park | Re-upholstery | Re-upholstery | Fabric : Corporate | 2022-11-01 | 2022-12-15 | 2023-03-31 | CAPEX | PR/3 | PR/3/05 | CORP - Fabric - Other |  | 115894.85 | 115894.85 | TAKEON
23000538 | 2023 | ROL2022 | No | Energy | National | Various | Various Sites | Greenstone reporting data automation | Greenstone reporting data automation | Engineering: Corporate | 2022-11-14 | 2023-04-30 | 2023-07-05 | CAPEX | PR/1 | PR/1/03 | CORP - Energy |  | 111228 | 111228 | TAKEON
23000539 | 2023 | ROL2022 | No | Region 3 | Free State | 78607X | Absa Welkom | Lift the Chiller in order to waterproof | Lift the Chiller in order to waterproof the roof | Engineering: Retail | 2022-11-23 | 2022-11-29 | 2023-02-28 | CAPEX | PR/2 | PR/2/02 | RETAIL - Engineering and Infrastructure |  | 110893.19 | 110893.19 | TAKEON
23000540 | 2023 | UNKNOWN | No | Region 2 | Western Cape | 77261X | Parow Mclntyre | Dilaps - Removal of Generator | Dilaps - Removal of Generator | Dilaps/Reinstatement | 2022-11-15 | 2022-11-30 | 2023-02-28 | OPEX | RTB | RTB | Dilaps/Reinstatement |  | 109611.85 | 109611.85 | TAKEON |  |  |  |  | 2022-11-15 | 2022-11-30 | 2023-02-28 | 2023-02-28 | ASP-WC0252
23000541 | 2023 | ROL2022 | No | Region 1 | Gauteng South | 78944X | Absa Towers Main | 4x6 Seater Tables - Outdoor Deck Furnitu | 4x6 Seater Tables - Outdoor Deck Furniture | Fabric : Corporate | 2022-11-01 | 2022-12-15 | 2023-03-31 | CAPEX | PR/3 | PR/3/05 | CORP - Fabric - Other |  | 108311.04 | 108311.04 | TAKEON
23000542 | 2023 | ROL2022 | No | Region 3 | Free State | 79333X | Absa Brandfort | Replace and Reroute damaged sewerage lin | Replace and Reroute damaged sewerage line | Engineering: Retail | 2023-03-03 | 2023-03-07 | 2023-07-31 | CAPEX | PR/2 | PR/2/07 | RETAIL - Water and System |  | 100000 | 100000 | TAKEON
23000543 | 2023 | ROL2022 | No | Region 3 | Mpumalanga | 78577X | Absa Emalahleni | Install door to manager's office, additi | Install door to manager's office, additional signage | Fabric: Retail | 2022-12-12 | 2022-12-13 | 2023-02-28 | CAPEX | PR/3 | PR/3/13 | RETAIL - Fabric - Other |  | 98516.48 | 98516.48 | TAKEON
23000544 | 2023 | ROL2022 | No | Region 3 | Northern Cape | 78015X | Absa Calvinia | Installation of ATM canopy. | Installation of ATM canopy. | Fabric: Retail | 2022-12-12 | 2022-12-13 | 2023-02-28 | CAPEX | PR/3 | PR/3/13 | RETAIL - Fabric - Other |  | 97185.22 | 97185.22 | TAKEON
23000545 | 2023 | ROL2022 | No | Region 2 | Western Cape | 78016X | Absa Worcester | Cat Ladder Alterations | Cat Ladder Alterations | Engineering: Retail | 2022-11-16 | 2022-11-16 | 2023-01-31 | CAPEX | PR/2 | PR/2/05 | RETAIL - Mechanical |  | 95917.9 | 95917.9 | TAKEON |  |  |  |  | 2022-11-16 | 2022-11-16 | 2023-01-31 | 2023-01-31 | ASP-WC0235
23000546 | 2023 | ROL2022 | No | Region 1 | Gauteng South | 37006X | Highlands Warehouse Meadowdale | Aircon unit replacement | Aircon unit replacement | Engineering: Corporate | 2022-11-01 | 2022-12-15 | 2023-03-31 | CAPEX | PR/1 | PR/1/05 | CORP - Mechanical |  | 95133.36 | 95133.36 | TAKEON
23000547 | 2023 | ROL2022 | No | Region 1 | Gauteng South | 76849X | Absa Call Centre Auckland Park | Supply 6 X industrial Microwaves | Supply 6 X industrial Microwaves | BAU FM Work | 2022-11-01 | 2022-12-15 | 2023-03-31 | CAPEX | PR/8 | PR/8/06 | BAU FM - White Goods |  | 93863 | 93863 | TAKEON
23000548 | 2023 | ROL2022 | No | Region 3 | Limpopo | 76784X | Mangalane Shopping Centre | Replacement of Lifestyle Graphic Vinyl t | Replacement of Lifestyle Graphic Vinyl to Shopfronts | Fabric: Retail | 2023-02-17 | 2023-02-21 | 2023-05-31 | CAPEX | PR/3 | PR/3/13 | RETAIL - Fabric - Other |  | 93067.2 | 93067.2 | TAKEON
23000549 | 2023 | ROL2022 | No | Region 1 | Gauteng North | 36110X | Samrand Data Centre | Fuel Control PLC Replacement | Fuel Control PLC Replacement | Engineering: Corporate | 2023-03-01 | 2023-05-31 | 2023-08-31 | CAPEX | PR/1 | PR/1/05 | CORP - Mechanical |  | 91767.84 | 91767.84 | TAKEON
23000550 | 2023 | ROL2022 | No | Region 3 | Northern Cape | 78015X | Absa Calvinia | Installation of new water tank, booster | Installation of new water tank, booster pump and filtration system | Engineering: Retail | 2022-11-28 | 2022-12-02 | 2023-02-28 | CAPEX | PR/2 | PR/2/10 | RETAIL - New assets |  | 90900.17 | 90900.17 | TAKEON
23000551 | 2023 | ROL2022 | No | Region 1 | Gauteng South | 76420X | Eastgate Shopping Centre | Compressor replacement Retrospective | Compressor replacement Retrospective | Engineering: Retail | 2022-11-01 | 2022-12-15 | 2023-03-31 | CAPEX | PR/2 | PR/2/05 | RETAIL - Mechanical |  | 90513.06 | 90513.06 | TAKEON
23000552 | 2023 | ROL2022 | No | Region 3 | Free State | 79293X | Theunissen | Installation of new water tank, booster | Installation of new water tank, booster pump and filtration system | Engineering: Retail | 2023-03-06 | 2023-03-15 | 2023-07-31 | CAPEX | PR/2 | PR/2/10 | RETAIL - New assets |  | 90000 | 90000 | TAKEON
23000553 | 2023 | ROL2022 | No | Region 3 | North West | 78143X | Absa Ottosdal | Installation of new water tank, booster | Installation of new water tank, booster pump and filtration system | Engineering: Retail | 2023-03-10 | 2023-03-16 | 2023-05-31 | CAPEX | PR/2 | PR/2/07 | RETAIL - Water and System |  | 90000 | 90000 | TAKEON
23000554 | 2023 | ROL2022 | No | Region 1 | Gauteng South | 77381X | Absa Towers North | Decal replacement RBB | Decal replacement RBB | Fabric: Retail | 2022-11-01 | 2022-12-15 | 2023-03-31 | CAPEX | PR/3 | PR/3/13 | RETAIL - Fabric - Other |  | 89540 | 89540 | TAKEON
23000555 | 2023 | ROL2022 | No | Region 1 | Gauteng South | 21332X | Quadrum Office Park | Carpets replacement PH1 | Carpets replacement PH1 | Fabric : Corporate | 2022-11-01 | 2022-12-15 | 2023-03-31 | CAPEX | PR/3 | PR/3/03 | CORP - Fabric - Carpets and floors |  | 87970.72 | 87970.72 | TAKEON
23000556 | 2023 | OPEX | No | Region 1 | Gauteng South | 76849X | Absa Call Centre Auckland Park | Lower ground slab flooring insulation (P | Lower ground slab flooring insulation (Prof Fees) | Engineering: Corporate | 2022-11-01 | 2022-12-15 | 2023-03-31 | OPEX | PR/1 | PR/1/02 | CORP - Engineering and Infrastructure |  | 81939.39 | 81939.39 | TAKEON
23000557 | 2023 | ROL2022 | No | Region 3 | Free State | 77996X | Absa Sannieshof | Installation of new water tank, booster | Installation of new water tank, booster pump and filtration system | Engineering: Retail | 2022-11-25 | 2022-11-30 | 2023-02-28 | CAPEX | PR/2 | PR/2/10 | RETAIL - New assets |  | 81769.04 | 81769.04 | TAKEON
23000558 | 2023 | ROL2022 | No | Region 3 | Free State | 78615X | Absa Phuthaditjhaba Shopping Centre | Installation of filtration system on the | Installation of filtration system on the existing water tank. | Engineering: Retail | 2022-11-25 | 2022-11-30 | 2023-02-28 | CAPEX | PR/2 | PR/2/10 | RETAIL - New assets |  | 81725.14 | 81725.14 | TAKEON
23000559 | 2023 | ROL2022 | No | Region 3 | Limpopo | 21331X | Savannah Mall | Paint to internal walls and replacement | Paint to internal walls and replacement of worn out furniture | Fabric: Retail | 2023-01-20 | 2023-01-27 | 2023-04-30 | CAPEX | PR/3 | PR/3/13 | RETAIL - Fabric - Other |  | 80000 | 80000 | TAKEON
23000560 | 2023 | ROL2022 | No | Region 3 | Mpumalanga | 37064X | Absa Delmas | Install door to manager's office to impr | Install door to manager's office to improve privacy | Fabric: Retail | 2022-12-12 | 2022-12-15 | 2023-02-28 | CAPEX | PR/3 | PR/3/13 | RETAIL - Fabric - Other |  | 79558.11 | 79558.11 | TAKEON
23000561 | 2023 | ROL2022 | No | Region 1 | Gauteng North | 76677X | Wonderpark Shopping Mall | Plumbing | Plumbing | Fabric: Retail | 2022-11-01 | 2022-12-15 | 2023-03-31 | CAPEX | PR/3 | PR/3/13 | RETAIL - Fabric - Other |  | 79299.15 | 79299.15 | TAKEON
23000562 | 2023 | ROL2022 | No | Region 3 | Northern Cape | 78855X | Absa Henneman | Installation of new water tank, booster | Installation of new water tank, booster pump and filtration system | Engineering: Retail | 2022-11-28 | 2022-12-02 | 2023-02-28 | CAPEX | PR/2 | PR/2/10 | RETAIL - New assets |  | 79101.17 | 79101.17 | TAKEON
23000563 | 2023 | ROL2022 | No | Region 1 | Gauteng South | 76849X | Absa Call Centre Auckland Park | Lift Modernisation | Lift Modernisation | Engineering: Corporate | 2022-11-01 | 2022-12-15 | 2023-03-31 | CAPEX | PR/1 | PR/1/05 | CORP - Mechanical |  | 78808.56 | 78808.56 | TAKEON
23000564 | 2023 | ROL2022 | No | Region 3 | Mpumalanga | 77121X | Absa Piet Retief | Supply and install new Water tank with b | Supply and install new Water tank with booster pump and filtration system | Engineering: Retail | 2022-11-28 | 2022-12-03 | 2023-02-28 | CAPEX | PR/2 | PR/2/07 | RETAIL - Water and System |  | 77226.7 | 77226.7 | TAKEON
23000565 | 2023 | ROL2022 | No | Region 1 | Gauteng South | 21335X | 270 Republic Road | Replacement of damaged tiles from the st | Replacement of damaged tiles from the staircase to the basement | Fabric : Corporate | 2023-02-01 | 2023-02-15 | 2023-05-31 | CAPEX | PR/3 | PR/3/05 | CORP - Fabric - Other |  | 74864.83 | 74864.83 | TAKEON
23000566 | 2023 | ROL2022 | No | Region 2 | Eastern Cape | 77747X | Absa Mossel Bay | New HVAC BA Office | New HVAC BA Office | Engineering: Retail | 2022-10-14 | 2022-11-12 | 2023-01-31 | CAPEX | PR/2 | PR/2/10 | RETAIL - New assets |  | 71628.38 | 71628.38 | TAKEON |  |  |  |  | 2022-10-14 | 2022-11-12 | 2023-01-31 | 2023-01-31 | ASP-EC0232
23000567 | 2023 | ROL2022 | No | Region 1 | Gauteng South | 77470X | Vanderbijlpark | Steel Cage around HVAC units | Steel Cage around HVAC units | Engineering: Retail | 2022-11-01 | 2022-12-15 | 2023-03-31 | CAPEX | PR/2 | PR/2/05 | RETAIL - Mechanical |  | 71470.55 | 71470.55 | TAKEON
23000568 | 2023 | ROL2022 | No | Region 3 | Mpumalanga | 77938X | Komatipoort | Replacement of queue railing with new se | Replacement of queue railing with new set | Fabric: Retail | 2022-11-28 | 2022-11-28 | 2023-02-28 | CAPEX | PR/3 | PR/3/13 | RETAIL - Fabric - Other |  | 70499.75 | 70499.75 | TAKEON
23000569 | 2023 | ROL2022 | No | Region 3 | KwaZulu-Natal | 0 | Absa Davenport | Kitchen refurbishment (VO) | Kitchen refurbishment (VO) | Fabric: Retail | 2022-11-24 | 2022-12-01 | 2023-02-28 | CAPEX | PR/3 | PR/3/13 | RETAIL - Fabric - Other |  | 70373.44 | 70373.44 | TAKEON
23000570 | 2023 | ROL2022 | No | Region 1 | Gauteng South | 70656X | Alice Lane North | Rebranding | Rebranding | Fabric : Corporate | 2023-02-01 | 2023-02-28 | 2023-05-31 | CAPEX | PR/3 | PR/3/05 | CORP - Fabric - Other |  | 69555.56 | 69555.56 | TAKEON
23000571 | 2023 | ROL2022 | No | Region 3 | Mpumalanga | 77974X | Absa Mkhuhlu | Supply and install new Water tank with b | Supply and install new Water tank with booster pump and filtration system | Engineering: Retail | 2022-11-21 | 2022-11-26 | 2023-01-31 | CAPEX | PR/2 | PR/2/07 | RETAIL - Water and System |  | 68703.45 | 68703.45 | TAKEON
23000572 | 2023 | ROL2022 | No | Region 2 | Eastern Cape | 79394X | Absa 106 York Street | HVAC Compressor Failure | HVAC Compressor Failure | Engineering: Retail | 2022-11-08 | 2022-11-08 | 2023-01-31 | CAPEX | PR/2 | PR/2/10 | RETAIL - New assets |  | 68544.03 | 68544.03 | TAKEON |  |  |  |  | 2022-11-08 | 2022-11-08 | 2023-01-31 | 2023-01-31 | ASP-EC0261
23000573 | 2023 | UNKNOWN | No | Region 1 | Gauteng South | 77470X | Vanderbijlpark | Re-Instatement | Re-Instatement | Dilaps/Reinstatement | 2022-11-01 | 2022-12-15 | 2023-03-31 | OPEX | RTB | RTB | Dilaps/Reinstatement |  | 63517.79 | 63517.79 | TAKEON
23000574 | 2023 | ROL2022 | No | Region 3 | Mpumalanga | 77566X | Absa Volksrust | Installation of water tank, booster pump | Installation of water tank, booster pump and filtration system | Engineering: Retail | 2022-11-25 | 2022-12-02 | 2023-02-28 | CAPEX | PR/2 | PR/2/07 | RETAIL - Water and System |  | 61954.36 | 61954.36 | TAKEON
23000575 | 2023 | OPEX | No | Region 2 | Western Cape | 77288x | CapeGate Regional Shopping Centre | HVAC Design Verification | HVAC Design Verification | Engineering: Retail | 2022-11-28 | 2022-12-09 | 2023-03-31 | OPEX | PR/2 | PR/2/08 | RETAIL - Operation Insurance |  | 56746.65 | 56746.65 | TAKEON |  |  |  |  | 2022-11-28 | 2022-12-09 | 2023-03-31 | 2023-03-31 | ASP-WC0248
23000576 | 2023 | ROL2022 | No | Region 1 | Gauteng South | 35041X | Alice Lane South | Starter batteries | Starter batteries | Engineering: Corporate | 2022-11-01 | 2022-12-15 | 2023-03-31 | CAPEX | PR/1 | PR/1/04 | CORP - Electrical |  | 54251.76 | 54251.76 | TAKEON
23000577 | 2023 | ROL2022 | No | Region 1 | Gauteng South | 76582X | Bedford centre | Internal and external signage | Internal and external signage | Fabric: Retail | 2023-02-01 | 2023-02-28 | 2023-05-31 | CAPEX | PR/3 | PR/3/13 | RETAIL - Fabric - Other |  | 53879.8 | 53879.8 | TAKEON
23000578 | 2023 | ROL2022 | No | Region 1 | Gauteng South | 21332X | Quadrum Office Park | Install Halo Device | Install Halo Device | Engineering: Corporate | 2023-02-01 | 2023-02-28 | 2023-05-31 | CAPEX | PR/1 | PR/1/03 | CORP - Energy |  | 53066.75 | 53066.75 | TAKEON
23000579 | 2023 | ROL2022 | No | Region 3 | Northern Cape | 78684X | Absa Hartswater | Trelli door installation | Trelli door installation | Fabric: Retail | 2022-11-16 | 2022-11-16 | 2023-01-31 | CAPEX | PR/3 | PR/3/13 | RETAIL - Fabric - Other |  | 52023.7 | 52023.7 | TAKEON
23000580 | 2023 | ROL2022 | No | Region 3 | Limpopo | 76721X | Mokopane | Bumper rail to consultant office and pai | Bumper rail to consultant office and paint to affected wall | Fabric: Retail | 2023-02-17 | 2023-02-18 | 2023-04-30 | CAPEX | PR/3 | PR/3/13 | RETAIL - Fabric - Other |  | 50000 | 50000 | TAKEON
23000581 | 2023 | ROL2022 | No | Region 1 | Gauteng South | 76642X | Karaglen -Edenglen | Space Saver | Space Saver | Fabric: Retail | 2022-11-01 | 2022-12-15 | 2023-03-31 | CAPEX | PR/3 | PR/3/13 | RETAIL - Fabric - Other |  | 49007.45 | 49007.45 | TAKEON
23000582 | 2023 | ROL2022 | No | Region 3 | KwaZulu-Natal | 22828X | Pavillion | Installation of worktop in ATM room | Installation of worktop in ATM room | Fabric: Retail | 2022-11-30 | 2022-12-02 | 2023-02-28 | CAPEX | PR/3 | PR/3/13 | RETAIL - Fabric - Other |  | 48975.36 | 48975.36 | TAKEON
23000583 | 2023 | ROL2022 | No | Region 1 | Gauteng South | 79331X | Absa Voortrekker Street Alberton | 1x splits units replacement | 1x splits units replacement | Engineering: Retail | 2022-11-01 | 2022-12-15 | 2023-03-31 | CAPEX | PR/2 | PR/2/05 | RETAIL - Mechanical |  | 47074.54 | 47074.54 | TAKEON
23000584 | 2023 | ROL2022 | No | Region 1 | Gauteng South | 70656X | Alice lane North | Kitchen Plumbing Repair | Kitchen Plumbing Repair | Fabric : Corporate | 2022-11-01 | 2022-12-15 | 2023-03-31 | CAPEX | PR/3 | PR/3/05 | CORP - Fabric - Other |  | 45658.79 | 45658.79 | TAKEON
23000585 | 2023 | ROL2022 | No | Region 2 | Western Cape | 77766X | Simphiwe Building | Escape Door | Escape Door | Fabric : Corporate | 2022-12-01 | 2022-12-15 | 2023-02-28 | CAPEX | PR/3 | PR/3/05 | CORP - FABRIC - Other |  | 45506.66 | 45506.66 | TAKEON |  |  |  |  | 2022-12-01 | 2022-12-15 | 2023-02-28 | 2023-02-28 | ASP-WC0253
23000586 | 2023 | ROL2022 | No | Region 3 | Free State | 78402X | Absa Reitz | Installation of a UPS | Installation of a UPS | Engineering: Retail | 2022-11-25 | 2022-11-25 | 2023-06-30 | CAPEX | PR/2 | PR/2/04 | RETAIL - Electrical |  | 45500 | 45500 | TAKEON
23000587 | 2023 | ROL2022 | No | Region 1 | Gauteng South | 37006X | Highlands Warehouse Meadowdale | Real Time (RT) systems | Real Time (RT) systems | Engineering: Corporate | 2022-11-01 | 2022-12-15 | 2023-03-31 | CAPEX | PR/1 | PR/1/04 | CORP - Electrical |  | 45499.95 | 45499.95 | TAKEON
23000588 | 2023 | ROL2022 | No | Region 1 | Gauteng South | 77381X | Absa Towers North | Re-Install Intercom Cables For 2 X Goods | Re-Install Intercom Cables For 2 X Goods. | Engineering: Corporate | 2023-02-01 | 2023-02-28 | 2023-05-31 | CAPEX | PR/1 | PR/1/05 | CORP - Mechanical |  | 44773.41 | 44773.41 | TAKEON
23000589 | 2023 | UNKNOWN | No | Region 1 | Gauteng South | 22381X | Vereeniging | Dilaps - Phase 2 | Dilaps - Phase 2 | Dilaps/Reinstatement | 2023-02-01 | 2023-02-28 | 2023-05-31 | OPEX | RTB | RTB | Dilaps/Reinstatement |  | 43438.92 | 43438.92 | TAKEON
23000590 | 2023 | OPEX | No | Region 2 | Western Cape | 77722X | Absa Vredenburg | Waterproofing DD | Waterproofing DD | Waterproofing | 2022-08-08 | 2023-03-31 | 2023-07-31 | OPEX | 200 | 200 | CORP - Waterproofing |  | 40101.99 | 40101.99 | TAKEON |  |  |  |  | 2022-08-08 | 2023-03-31 | 2023-07-31 | 2023-07-31 | ASP-WC0119
23000591 | 2023 | ROL2022 | No | Region 3 | Free State | 78639X | Senekal | Installation of filtration system on the | Installation of filtration system on the existing water tank. | Engineering: Retail | 2023-02-24 | 2023-02-24 | 2023-08-31 | CAPEX | PR/2 | PR/2/07 | RETAIL - Water and System |  | 40000 | 40000 | TAKEON
23000592 | 2023 | ROL2022 | No | Region 1 | Gauteng South | 21857X | Tsakane Mall | New AC Split for ATM Room | New AC Split for ATM Room | Engineering: Retail | 2023-03-15 | 2023-04-28 | 2023-07-31 | CAPEX | PR/2 | PR/2/05 | RETAIL - Mechanical |  | 39439.48 | 39439.48 | TAKEON
23000593 | 2023 | OPEX | No | Region 1 | Gauteng South | 76849X | Absa Call Centre Auckland Park | Green Star SA EBP Rating | Green Star SA EBP Rating | Engineering: Corporate | 2022-11-01 | 2022-12-15 | 2023-03-31 | OPEX | PR/1 | PR/1/02 | CORP - Engineering and Infrastructure |  | 37289.33 | 37289.33 | TAKEON
23000594 | 2023 | ROL2022 | No | Region 1 | Gauteng North | 76680X | Northpark mall | Queue rails and benches | Queue rails and benches | Fabric: Retail | 2022-11-01 | 2022-12-15 | 2023-03-31 | CAPEX | PR/3 | PR/3/13 | RETAIL - Fabric - Other |  | 36000.91 | 36000.91 | TAKEON
23000595 | 2023 | ROL2022 | No | Region 1 | Gauteng North | 21242X | Silverton | Front Shop windows | Front Shop windows | Fabric: Retail | 2022-11-01 | 2022-12-15 | 2023-03-31 | CAPEX | PR/3 | PR/3/13 | RETAIL - Fabric - Other |  | 35992.48 | 35992.48 | TAKEON
23000596 | 2023 | ROL2022 | No | Region 1 | Gauteng South | 70656X | Alice Lane North | Replace of broken stove | Replace of broken stove | BAU FM Work | 2022-11-01 | 2022-12-15 | 2023-03-31 | CAPEX | PR/8 | PR/8/04 | Corp - BAU Catering |  | 34183.15 | 34183.15 | TAKEON
23000597 | 2023 | ROL2022 | No | Region 2 | Western Cape | 22225x | Tokai Junction, Shops G22,G23,G24 & G25A | Connecting critical equipment to UPS | Connecting critical equipment to UPS | Engineering: Retail | 2022-09-01 | 2022-11-19 | 2023-05-31 | CAPEX | PR/2 | PR/2/04 | RETAIL - Electrical |  | 33362.59 | 33362.59 | TAKEON |  |  |  |  | 2022-09-01 | 2022-11-19 | 2023-05-31 | 2023-05-31 | ASP-WC0222
23000598 | 2023 | ROL2022 | No | Region 3 | KwaZulu-Natal | 77346X | Absa Bluff | Installation of banking decal and ATM ro | Installation of banking decal and ATM room worktop | Fabric: Retail | 2022-11-28 | 2022-12-06 | 2023-02-28 | CAPEX | PR/3 | PR/3/13 | RETAIL - Fabric - Other |  | 31377.68 | 31377.68 | TAKEON
23000599 | 2023 | ROL2022 | No | Region 3 | KwaZulu-Natal | 77798X | Ladysmith | Repainting to Absa colours and re carpet | Repainting to Absa colours and re carpeting | Fabric: Retail | 2022-11-25 | 2022-11-29 | 2023-02-28 | CAPEX | PR/3 | PR/3/13 | RETAIL - Fabric - Other |  | 31162.5 | 31162.5 | TAKEON
23000600 | 2023 | ROL2022 | No | Region 3 | KwaZulu-Natal | 77291X | Absa Hillcrest | Installation of worktop in ATM room | Installation of worktop in ATM room | Fabric: Retail | 2022-11-17 | 2022-11-21 | 2023-01-31 | CAPEX | PR/3 | PR/3/13 | RETAIL - Fabric - Other |  | 31081.1 | 31081.1 | TAKEON
23000601 | 2023 | ROL2022 | No | Region 1 | Gauteng South | 36227X | Springs mall | Repairs UPS | Repairs UPS | Engineering: Corporate | 2022-11-01 | 2022-12-15 | 2023-03-31 | CAPEX | PR/1 | PR/1/04 | CORP - Electrical |  | 29714.85 | 29714.85 | TAKEON
23000602 | 2023 | ROL2022 | No | Region 3 | KwaZulu-Natal | 77567X | Absa Chatsworth | Installation of drainage system | Installation of drainage system | Fabric: Retail | 2022-11-13 | 2022-12-02 | 2023-02-28 | CAPEX | PR/3 | PR/3/13 | RETAIL - Fabric - Other |  | 28554.36 | 28554.36 | TAKEON
23000603 | 2023 | OPEX | No | Region 1 | Gauteng South | 21332X | Quadrum Office Park | Reduced scope - Phase 2 | Reduced scope - Phase 2 | Fabric : Corporate | 2022-11-01 | 2022-12-15 | 2023-03-31 | OPEX | PR/3 | PR/3/05 | CORP - Fabric - Other |  | 26000 | 26000 | TAKEON
23000604 | 2023 | ROL2022 | No | Region 3 | KwaZulu-Natal | 77346X | Absa Bluff | Installation of worktop in ATM room | Installation of worktop in ATM room | Fabric: Retail | 2022-11-30 | 2022-12-02 | 2023-02-28 | CAPEX | PR/3 | PR/3/13 | RETAIL - Fabric - Other |  | 25742.11 | 25742.11 | TAKEON
23000605 | 2023 | ROL2022 | No | Region 1 | Gauteng South | 70656X | Alice Lane North | Installation of flood lights | Installation of flood lights | Engineering: Corporate | 2022-11-01 | 2022-12-15 | 2023-03-31 | CAPEX | PR/1 | PR/1/04 | CORP - Electrical |  | 24310.02 | 24310.02 | TAKEON
23000606 | 2023 | ROL2022 | No | Region 3 | Free State | 78975X | Thaba Nchu | Replacement of damage couch in waiting a | Replacement of damage couch in waiting area, Procure one table and 4 x chairs for pause area | Fabric: Retail | 2022-12-07 | 2022-12-07 | 2023-02-28 | CAPEX | PR/3 | PR/3/13 | RETAIL - Fabric - Other |  | 24213.39 | 24213.39 | TAKEON
23000607 | 2023 | OPEX | No | Region 3 | North West | 77546X | Absa Koster | Waterproofing service | Waterproofing service | Waterproofing | 2023-03-03 | 2023-03-06 | 2023-06-30 | OPEX | 200 | 200 | CORP - Waterproofing |  | 23000 | 23000 | TAKEON
23000608 | 2023 | ROL2022 | No | Region 1 | Gauteng South | 21526X | Absa Towers West | Canteen LED-Replacement Phase 1 | Canteen LED-Replacement Phase 1 | Engineering: Corporate | 2022-11-01 | 2022-12-15 | 2023-03-31 | CAPEX | PR/1 | PR/1/03 | CORP - Energy |  | 22749.62 | 22749.62 | TAKEON
23000609 | 2023 | OPEX | No | Region 1 | Gauteng South | 70656X | Alice Lane North | Frosting of Windows GF65 AND 63 BOARDROO | Frosting of Windows GF65 AND 63 BOARDROOM | Fabric : Corporate | 2022-11-01 | 2022-12-15 | 2023-03-31 | OPEX | PR/3 | PR/3/05 | CORP - Fabric - Other |  | 19784.11 | 19784.11 | TAKEON
23000610 | 2023 | ROL2022 | No | Region 1 | Gauteng South | 37006X | Highlands Warehouse Meadowdale | Starter batteries | Starter batteries | Engineering: Corporate | 2022-11-01 | 2022-12-15 | 2023-03-31 | CAPEX | PR/1 | PR/1/04 | CORP - Electrical |  | 19683.23 | 19683.23 | TAKEON
23000611 | 2023 | ROL2022 | No | Region 2 | Eastern Cape | 79209x | Absa Aliwal North | Walk off mat replacement | Walk off mat replacement | Fabric: Retail | 2022-11-18 | 2022-11-18 | 2023-01-31 | CAPEX | PR/3 | PR/3/13 | RETAIL - Fabric - Other |  | 19227.28 | 19227.28 | TAKEON |  |  |  |  | 2022-11-18 | 2022-11-18 | 2023-01-31 | 2023-01-31 | ASP-EC0199
23000612 | 2023 | ROL2022 | No | Region 3 | North West | 77605X | Absa Wolmaranstad | supply and installation of external LED | supply and installation of external LED flood lights by the ATMs and around the building | Fabric: Retail | 2022-12-14 | 2022-12-15 | 2023-02-28 | CAPEX | PR/3 | PR/3/13 | RETAIL - Fabric - Other |  | 19118.75 | 19118.75 | TAKEON
23000613 | 2023 | ROL2022 | No | Region 3 | Free State | 79334X | Absa Trompsburg | VO - Supply and install the UV vinyl fro | VO - Supply and install the UV vinyl frosting to the shopfront | Fabric: Retail | 2022-12-12 | 2022-12-12 | 2023-02-28 | CAPEX | PR/3 | PR/3/13 | RETAIL - Fabric - Other |  | 18808.25 | 18808.25 | TAKEON
23000614 | 2023 | UNKNOWN | No | Region 2 | Eastern Cape | 76600X | Absa Alexandria | Dilaps COC Phase 2 - Remedial Work | Dilaps COC Phase 2 - Remedial Work | Dilaps/Reinstatement | 2022-11-12 | 2022-11-12 | 2023-01-31 | OPEX | RTB | RTB | Dilaps/Reinstatement |  | 18684.25 | 18684.25 | TAKEON |  |  |  |  | 2022-11-12 | 2022-11-12 | 2023-01-31 | 2023-01-31 | ASP-EC0254
23000615 | 2023 | ROL2022 | No | Region 1 | Gauteng South | 77326X | Southgate Mall | ATM Room Floor Tile Vinyl | ATM Room Floor Tile Vinyl | Fabric: Retail | 2023-02-20 | 2023-02-28 | 2023-05-31 | CAPEX | PR/3 | PR/3/13 | RETAIL - Fabric - Other |  | 18425.69 | 18425.69 | TAKEON
23000616 | 2023 | ROL2022 | No | Region 1 | Gauteng South | 21334X | 268 Republic Road | Install UPS plugs for digital whiteboard | Install UPS plugs for digital whiteboard | Engineering: Corporate | 2022-11-01 | 2022-12-15 | 2023-03-31 | CAPEX | PR/1 | PR/1/04 | CORP - Electrical |  | 17623.61 | 17623.61 | TAKEON
23000617 | 2023 | ROL2022 | No | Region 1 | Gauteng South | 77174X | Clearwater Office Park | Window pane x2 for the toilet passage do | Window pane x2 for the toilet passage doors | Fabric : Corporate | 2022-11-01 | 2022-12-15 | 2023-03-31 | CAPEX | PR/3 | PR/3/05 | CORP - Fabric - Other |  | 17063 | 17063 | TAKEON
23000618 | 2023 | ROL2022 | No | Region 1 | Gauteng South | 77470X | Vanderbijlpark | Walk off mat | Walk off mat | Fabric: Retail | 2022-11-01 | 2022-12-15 | 2023-03-31 | CAPEX | PR/3 | PR/3/13 | RETAIL - Fabric - Other |  | 16304.9 | 16304.9 | TAKEON
23000619 | 2023 | ROL2022 | No | Region 1 | Gauteng North | 77976X | Monument Park | Push Bar for Fire Door (Retrospective) | Push Bar for Fire Door (Retrospective) | Fabric: Retail | 2022-11-01 | 2022-12-15 | 2023-03-31 | CAPEX | PR/3 | PR/3/13 | RETAIL - Fabric - Other |  | 13670.26 | 13670.26 | TAKEON
23000620 | 2023 | ROL2022 | No | Region 3 | KwaZulu-Natal | 22460X | Absa Ridgeside | Installation of lockable doors on cabine | Installation of lockable doors on cabinets | Fabric : Corporate | 2022-11-17 | 2022-11-18 | 2023-01-31 | CAPEX | PR/3 | PR/3/05 | CORP - Fabric - Other |  | 12914.5 | 12914.5 | TAKEON
23000621 | 2023 | ROL2022 | No | Region 1 | Gauteng South | 70656X | Alice Lane North | 2nd Floor Glass Writeable Walls | 2nd Floor Glass Writeable Walls | Fabric : Corporate | 2022-11-01 | 2022-12-15 | 2023-03-31 | CAPEX | PR/3 | PR/3/05 | CORP - Fabric - Other |  | 12442.35 | 12442.35 | TAKEON
23000622 | 2023 | ROL2022 | No | Region 3 | Mpumalanga | 37068X | KG Mall | Relocation of external signage | Relocation of external signage | Fabric: Retail | 2022-12-06 | 2022-12-07 | 2023-02-28 | CAPEX | PR/3 | PR/3/13 | RETAIL - Fabric - Other |  | 11364.3 | 11364.3 | TAKEON
23000623 | 2023 | OPEX | No | Region 1 | Gauteng South | 77647X | ABSA Fochville | Water proofing required on roof | Water proofing required on roof | Waterproofing | 2022-11-01 | 2022-12-15 | 2023-03-31 | OPEX | 200 | 200 | CORP - Waterproofing |  | 9614.87 | 9614.87 | TAKEON
23000624 | 2023 | ROL2022 | No | Region 2 | Eastern Cape | 76549X | Absa Despatch | Connection of Critical Equipment to UPS | Connection of Critical Equipment to UPS (EOL Funded) | Engineering: Retail | 2022-10-15 | 2022-11-30 | 2023-04-30 | CAPEX | PR/2 | PR/2/04 | RETAIL - Electrical |  | 9481.63 | 9481.63 | TAKEON |  |  |  |  | 2022-10-15 | 2022-11-30 | 2023-04-30 | 2023-04-30 | ASP-EC0253
23000625 | 2023 | ROL2022 | No | Region 1 | Gauteng South | 36280X | Cradock Heights | Directional Signage | Directional Signage | Fabric: Retail | 2022-11-01 | 2022-12-15 | 2023-03-31 | CAPEX | PR/3 | PR/3/13 | RETAIL - Fabric - Other |  | 7499.05 | 7499.05 | TAKEON
23000626 | 2023 | ROL2022 | No | Region 1 | Gauteng North | 78319X | Olievenhoutbosch Plaza | Connect ATM to LL generator | Connect ATM to LL generator | Engineering: Retail | 2022-11-01 | 2022-12-15 | 2023-03-31 | CAPEX | PR/2 | PR/2/04 | RETAIL - Electrical |  | 7165.74 | 7165.74 | TAKEON
23000627 | 2023 | ROL2022 | No | Region 1 | Gauteng South | 78551X | Absa Greenstone | Banking Hour Decal | Banking Hour Decal | Fabric: Retail | 2022-11-01 | 2022-12-15 | 2023-03-31 | CAPEX | PR/3 | PR/3/13 | RETAIL - Fabric - Other |  | 6547.23 | 6547.23 | TAKEON
23000628 | 2023 | OPEX | No | Region 1 | Gauteng South | 37006X | Highlands Warehouse Meadowdale | Structural Engineers Assessment and Reco | Structural Engineers Assessment and Recommendations on collapsed boundary wall | Engineering: Corporate | 2022-11-01 | 2022-12-15 | 2023-03-31 | OPEX | PR/1 | PR/1/02 | CORP - Engineering and Infrastructure |  | 5622.5 | 5622.5 | TAKEON
23000629 | 2023 | ROL2022 | No | Region 1 | Gauteng North | 77036X | Hatfield Mall | Additional Tube Canisters | Additional Tube Canisters | Fabric: Retail | 2022-11-01 | 2022-12-15 | 2023-03-31 | CAPEX | PR/3 | PR/3/13 | RETAIL - Fabric - Other |  | 5363.89 | 5363.89 | TAKEON
23000630 | 2023 | ROL2022 | No | Region 1 | Gauteng South | 76610X | Primrose Mall | Primrose - Frosting on ATM door | Primrose - Frosting on ATM door | Fabric: Retail | 2023-03-20 | 2023-04-28 | 2023-07-31 | CAPEX | PR/3 | PR/3/13 | RETAIL - Fabric - Other |  | 4744.49 | 4744.49 | TAKEON
23000631 | 2023 | UNKNOWN | No | Region 1 | Gauteng North | 76685X | Huis Herfsblaar | Dilaps - remove signage | Dilaps - remove signage | Dilaps/Reinstatement | 2022-11-01 | 2022-12-15 | 2023-03-31 | OPEX | RTB | RTB | Dilaps/Reinstatement |  | 3767.3 | 3767.3 | TAKEON
23000632 | 2023 | UNKNOWN | No | Region 1 | Gauteng South | 77172X | Evaton Mall | Re-Instatement | Re-Instatement | Dilaps/Reinstatement | 2022-11-01 | 2022-12-15 | 2023-03-31 | OPEX | RTB | RTB | Dilaps/Reinstatement |  | 3318.41 | 3318.41 | TAKEON
23000633 | 2023 | ROL2022 | No | Region 2 | Eastern Cape | 22937X | Moffett Office Park | Internal Directional Signage | Internal Directional Signage | Fabric : Corporate | 2022-12-05 | 2022-12-09 | 2023-02-28 | CAPEX | PR/3 | PR/3/05 | CORP - FABRIC - Other |  | 3157.67 | 3157.67 | TAKEON |  |  |  |  | 2022-12-05 | 2022-12-09 | 2023-02-28 | 2023-02-28 | ASP-EC0265
23000634 | 2023 | ROL2022 | No | Region 1 | Gauteng South | 37006X | Highlands Warehouse Meadowdale | Gate motor Anti theft bracket | Gate motor Anti theft bracket | Fabric : Corporate | 2022-11-01 | 2022-12-15 | 2023-03-31 | CAPEX | PR/3 | PR/3/05 | CORP - Fabric - Other |  | 2592.44 | 2592.44 | TAKEON
23000635 | 2023 | ROL2022 | No | Region 1 | Gauteng South | 76458X | Horison | Close off Teller Counters | Close off Teller Counters | Fabric: Retail | 2022-11-01 | 2022-12-15 | 2023-03-31 | CAPEX | PR/3 | PR/3/13 | RETAIL - Fabric - Other |  | 812 | 812 | TAKEON
23002513 | 2023 | CIP2023 | No | Region 1 | Gauteng South | 77381X | Absa Towers North | 18:09:23 RG: Reallocated | 18:09:23 RG: Reallocated Pending disposal of building- Meadowdale Boundary Wall | Fabric : Corporate | 20.0-4.-20 | 15.0-6.-20 | 31.0-8.-20 | CAPEX | PR/3 | PR/3/03 | CORP - Fabric - Carpets and floors |  | 0 | 1500000 | REUSE
23002514 | 2023 | CIP2023 | No | Region 1 | Gauteng South | 77381X | Absa Towers North | 18:09:23 RG: Reallocated | Upgrade of the water damaged cupboard on pause areas | Fabric : Corporate | 01.0-6.-20 | 30.0-7.-20 | 31.1-0.-20 | CAPEX | PR/3 | PR/3/05 | CORP - Fabric - Carpets and floors |  | 0 | 250000 | REUSE
23100001 | 2023 | CIP2023 |  | Energy |  |  |  | Adjustment Pool | Adjustment Pool |  | 2023-12-31 | 2023-12-31 | 2023-12-31 |  | PR/1 | PR/1/03 |  | OPEN | 0 | 0 | POOL |  |  |  |  | 2023-12-31 | 2023-12-31 | 2023-12-31 | 2023-12-31 | 0
23100002 | 2023 | CIP2023 |  | Energy |  |  |  | Adjustment Pool | Adjustment Pool |  | 2023-12-31 | 2023-12-31 | 2023-12-31 |  | PR/2 | PR/2/03 |  | OPEN | 0 | 0 | POOL |  |  |  |  | 2023-12-31 | 2023-12-31 | 2023-12-31 | 2023-12-31 | 0
23100003 | 2023 | OPEX |  | Energy |  |  |  | Adjustment Pool | Adjustment Pool |  | 2023-12-31 | 2023-12-31 | 2023-12-31 |  | PR/1 | PR/1/03 |  | OPEN | 0 | 0 | POOL |  |  |  |  | 2023-12-31 | 2023-12-31 | 2023-12-31 | 2023-12-31 | 0
23100004 | 2023 | OPEX |  | Energy |  |  |  | Adjustment Pool | Adjustment Pool |  | 2023-12-31 | 2023-12-31 | 2023-12-31 |  | PR/2 | PR/2/03 |  | OPEN | 0 | 0 | POOL |  |  |  |  | 2023-12-31 | 2023-12-31 | 2023-12-31 | 2023-12-31 | 0
23100005 | 2023 | ROL2022 |  | Energy |  |  |  | Adjustment Pool | Adjustment Pool |  | 2023-12-31 | 2023-12-31 | 2023-12-31 |  | PR/1 | PR/1/03 |  | OPEN | 0 | 0 | POOL |  |  |  |  | 2023-12-31 | 2023-12-31 | 2023-12-31 | 2023-12-31 | 0
23100006 | 2023 | ROL2022 |  | Energy |  |  |  | Adjustment Pool | Adjustment Pool |  | 2023-12-31 | 2023-12-31 | 2023-12-31 |  | PR/2 | PR/2/03 |  | OPEN | 0 | 0 | POOL |  |  |  |  | 2023-12-31 | 2023-12-31 | 2023-12-31 | 2023-12-31 | 0
23100007 | 2023 | CIP2023 |  | National |  |  |  | Adjustment Pool | Adjustment Pool |  | 2023-12-31 | 2023-12-31 | 2023-12-31 |  | PR/1 | PR/1/04 |  | OPEN | 0 | 0 | POOL |  |  |  |  | 2023-12-31 | 2023-12-31 | 2023-12-31 | 2023-12-31 | 0
23100008 | 2023 | CIP2023 |  | National |  |  |  | Adjustment Pool | Adjustment Pool |  | 2023-12-31 | 2023-12-31 | 2023-12-31 |  | PR/1 | PR/1/05 |  | OPEN | 0 | 0 | POOL |  |  |  |  | 2023-12-31 | 2023-12-31 | 2023-12-31 | 2023-12-31 | 0
23100009 | 2023 | CIP2023 |  | National |  |  |  | Adjustment Pool | Adjustment Pool |  | 2023-12-31 | 2023-12-31 | 2023-12-31 |  | PR/1 | PR/1/06 |  | OPEN | 0 | 0 | POOL |  |  |  |  | 2023-12-31 | 2023-12-31 | 2023-12-31 | 2023-12-31 | 0
23100010 | 2023 | CIP2023 |  | National |  |  |  | Adjustment Pool | Adjustment Pool |  | 2023-12-31 | 2023-12-31 | 2023-12-31 |  | PR/2 | PR/2/04 |  | OPEN | 0 | 0 | POOL |  |  |  |  | 2023-12-31 | 2023-12-31 | 2023-12-31 | 2023-12-31 | 0
23100011 | 2023 | CIP2023 |  | National |  |  |  | Adjustment Pool | Adjustment Pool |  | 2023-12-31 | 2023-12-31 | 2023-12-31 |  | PR/2 | PR/2/05 |  | OPEN | 0 | 0 | POOL |  |  |  |  | 2023-12-31 | 2023-12-31 | 2023-12-31 | 2023-12-31 | 0
23100012 | 2023 | CIP2023 |  | National |  |  |  | Adjustment Pool | Adjustment Pool |  | 2023-12-31 | 2023-12-31 | 2023-12-31 |  | PR/2 | PR/2/06 |  | OPEN | 0 | 0 | POOL |  |  |  |  | 2023-12-31 | 2023-12-31 | 2023-12-31 | 2023-12-31 | 0
23100013 | 2023 | CIP2023 |  | National |  |  |  | Adjustment Pool | Adjustment Pool |  | 2023-12-31 | 2023-12-31 | 2023-12-31 |  | PR/3 | PR/3/11 |  | OPEN | 0 | 0 | POOL |  |  |  |  | 2023-12-31 | 2023-12-31 | 2023-12-31 | 2023-12-31 | 0
23100014 | 2023 | CIP2023 |  | National |  |  |  | Adjustment Pool | Adjustment Pool |  | 2023-12-31 | 2023-12-31 | 2023-12-31 |  | PR/3 | PR/3/13 |  | OPEN | 0 | 0 | POOL |  |  |  |  | 2023-12-31 | 2023-12-31 | 2023-12-31 | 2023-12-31 | 0
23100015 | 2023 | CIP2023 |  | National |  |  |  | Adjustment Pool | Adjustment Pool |  | 2023-12-31 | 2023-12-31 | 2023-12-31 |  | PR/8 | PR/8/04 |  | OPEN | 0 | 0 | POOL |  |  |  |  | 2023-12-31 | 2023-12-31 | 2023-12-31 | 2023-12-31 | 0
23100016 | 2023 | CIP2023 |  | National |  |  |  | Adjustment Pool | Adjustment Pool |  | 2023-12-31 | 2023-12-31 | 2023-12-31 |  | PR/8 | PR/8/05 |  | OPEN | 0 | 0 | POOL |  |  |  |  | 2023-12-31 | 2023-12-31 | 2023-12-31 | 2023-12-31 | 0
23100017 | 2023 | CIP2023 |  | National |  |  |  | Adjustment Pool | Adjustment Pool |  | 2023-12-31 | 2023-12-31 | 2023-12-31 |  | PR/8 | PR/8/06 |  | OPEN | 0 | 0 | POOL |  |  |  |  | 2023-12-31 | 2023-12-31 | 2023-12-31 | 2023-12-31 | 0
23100018 | 2023 | OPEX |  | National |  |  |  | Adjustment Pool | Adjustment Pool |  | 2023-12-31 | 2023-12-31 | 2023-12-31 |  | PR/8 | PR/8/05 |  | OPEN | 0 | 0 | POOL |  |  |  |  | 2023-12-31 | 2023-12-31 | 2023-12-31 | 2023-12-31 | 0
23100019 | 2023 | OPEX |  | National |  |  |  | Adjustment Pool | Adjustment Pool |  | 2023-12-31 | 2023-12-31 | 2023-12-31 |  | PR/9 | PR/9/04 |  | OPEN | 0 | 0 | POOL |  |  |  |  | 2023-12-31 | 2023-12-31 | 2023-12-31 | 2023-12-31 | 0
23100020 | 2023 | ROL2022 |  | National |  |  |  | Adjustment Pool | Adjustment Pool |  | 2023-12-31 | 2023-12-31 | 2023-12-31 |  | PR/1 | PR/1/04 |  | OPEN | 0 | 0 | POOL |  |  |  |  | 2023-12-31 | 2023-12-31 | 2023-12-31 | 2023-12-31 | 0
23100021 | 2023 | ROL2022 |  | National |  |  |  | Adjustment Pool | Adjustment Pool |  | 2023-12-31 | 2023-12-31 | 2023-12-31 |  | PR/2 | PR/2/04 |  | OPEN | 0 | 0 | POOL |  |  |  |  | 2023-12-31 | 2023-12-31 | 2023-12-31 | 2023-12-31 | 0
23100022 | 2023 | ROL2022 |  | National |  |  |  | Adjustment Pool | Adjustment Pool |  | 2023-12-31 | 2023-12-31 | 2023-12-31 |  | PR/9 | PR/9/04 |  | OPEN | 0 | 0 | POOL |  |  |  |  | 2023-12-31 | 2023-12-31 | 2023-12-31 | 2023-12-31 | 0
23100023 | 2023 | UNKNOWN |  | National |  |  |  | Adjustment Pool | Adjustment Pool |  | 2023-12-31 | 2023-12-31 | 2023-12-31 |  | VAMM | VAMM |  | OPEN | 0 | 0 | POOL |  |  |  |  | 2023-12-31 | 2023-12-31 | 2023-12-31 | 2023-12-31 | 0
23100024 | 2023 | CIP2023 |  | Region 1 |  |  |  | Adjustment Pool | Adjustment Pool |  | 2023-12-31 | 2023-12-31 | 2023-12-31 |  | PR/1 | PR/1/02 |  | OPEN | 0 | 0 | POOL |  |  |  |  | 2023-12-31 | 2023-12-31 | 2023-12-31 | 2023-12-31 | 0
23100025 | 2023 | CIP2023 |  | Region 1 |  |  |  | Adjustment Pool | Adjustment Pool |  | 2023-12-31 | 2023-12-31 | 2023-12-31 |  | PR/1 | PR/1/04 |  | OPEN | 0 | 0 | POOL |  |  |  |  | 2023-12-31 | 2023-12-31 | 2023-12-31 | 2023-12-31 | 0
23100026 | 2023 | CIP2023 |  | Region 1 |  |  |  | Adjustment Pool | Adjustment Pool |  | 2023-12-31 | 2023-12-31 | 2023-12-31 |  | PR/1 | PR/1/05 |  | OPEN | 0 | 0 | POOL |  |  |  |  | 2023-12-31 | 2023-12-31 | 2023-12-31 | 2023-12-31 | 0
23100027 | 2023 | CIP2023 |  | Region 1 |  |  |  | Adjustment Pool | Adjustment Pool |  | 2023-12-31 | 2023-12-31 | 2023-12-31 |  | PR/1 | PR/1/06 |  | OPEN | 0 | 0 | POOL |  |  |  |  | 2023-12-31 | 2023-12-31 | 2023-12-31 | 2023-12-31 | 0
23100028 | 2023 | CIP2023 |  | Region 1 |  |  |  | Adjustment Pool | Adjustment Pool |  | 2023-12-31 | 2023-12-31 | 2023-12-31 |  | PR/1 | PR/1/07 |  | OPEN | 0 | 0 | POOL |  |  |  |  | 2023-12-31 | 2023-12-31 | 2023-12-31 | 2023-12-31 | 0
23100029 | 2023 | CIP2023 |  | Region 1 |  |  |  | Adjustment Pool | Adjustment Pool |  | 2023-12-31 | 2023-12-31 | 2023-12-31 |  | PR/1 | PR/1/09 |  | OPEN | 0 | 0 | POOL |  |  |  |  | 2023-12-31 | 2023-12-31 | 2023-12-31 | 2023-12-31 | 0
23100030 | 2023 | CIP2023 |  | Region 1 |  |  |  | Adjustment Pool | Adjustment Pool |  | 2023-12-31 | 2023-12-31 | 2023-12-31 |  | PR/2 | PR/2/05 |  | OPEN | 0 | 0 | POOL |  |  |  |  | 2023-12-31 | 2023-12-31 | 2023-12-31 | 2023-12-31 | 0
23100031 | 2023 | CIP2023 |  | Region 1 |  |  |  | Adjustment Pool | Adjustment Pool |  | 2023-12-31 | 2023-12-31 | 2023-12-31 |  | PR/3 | PR/3/03 |  | OPEN | 0 | 0 | POOL |  |  |  |  | 2023-12-31 | 2023-12-31 | 2023-12-31 | 2023-12-31 | 0
23100032 | 2023 | CIP2023 |  | Region 1 |  |  |  | Adjustment Pool | Adjustment Pool |  | 2023-12-31 | 2023-12-31 | 2023-12-31 |  | PR/3 | PR/3/04 |  | OPEN | 0 | 0 | POOL |  |  |  |  | 2023-12-31 | 2023-12-31 | 2023-12-31 | 2023-12-31 | 0
23100033 | 2023 | CIP2023 |  | Region 1 |  |  |  | Adjustment Pool | Adjustment Pool |  | 2023-12-31 | 2023-12-31 | 2023-12-31 |  | PR/3 | PR/3/05 |  | OPEN | 0 | 0 | POOL |  |  |  |  | 2023-12-31 | 2023-12-31 | 2023-12-31 | 2023-12-31 | 0
23100034 | 2023 | CIP2023 |  | Region 1 |  |  |  | Adjustment Pool | Adjustment Pool |  | 2023-12-31 | 2023-12-31 | 2023-12-31 |  | PR/3 | PR/3/09 |  | OPEN | 0 | 0 | POOL |  |  |  |  | 2023-12-31 | 2023-12-31 | 2023-12-31 | 2023-12-31 | 0
23100035 | 2023 | CIP2023 |  | Region 1 |  |  |  | Adjustment Pool | Adjustment Pool |  | 2023-12-31 | 2023-12-31 | 2023-12-31 |  | PR/3 | PR/3/13 |  | OPEN | 0 | 0 | POOL |  |  |  |  | 2023-12-31 | 2023-12-31 | 2023-12-31 | 2023-12-31 | 0
23100036 | 2023 | CIP2023 |  | Region 1 |  |  |  | Adjustment Pool | Adjustment Pool |  | 2023-12-31 | 2023-12-31 | 2023-12-31 |  | PR/8 | PR/8/04 |  | OPEN | 0 | 0 | POOL |  |  |  |  | 2023-12-31 | 2023-12-31 | 2023-12-31 | 2023-12-31 | 0
23100037 | 2023 | OPEX |  | Region 1 |  |  |  | Adjustment Pool | Adjustment Pool |  | 2023-12-31 | 2023-12-31 | 2023-12-31 |  | 200 | 200 |  | OPEN | 0 | 0 | POOL |  |  |  |  | 2023-12-31 | 2023-12-31 | 2023-12-31 | 2023-12-31 | 0
23100038 | 2023 | OPEX |  | Region 1 |  |  |  | Adjustment Pool | Adjustment Pool |  | 2023-12-31 | 2023-12-31 | 2023-12-31 |  | PR/1 | PR/1/02 |  | OPEN | 0 | 0 | POOL |  |  |  |  | 2023-12-31 | 2023-12-31 | 2023-12-31 | 2023-12-31 | 0
23100039 | 2023 | OPEX |  | Region 1 |  |  |  | Adjustment Pool | Adjustment Pool |  | 2023-12-31 | 2023-12-31 | 2023-12-31 |  | PR/3 | PR/3/05 |  | OPEN | 0 | 0 | POOL |  |  |  |  | 2023-12-31 | 2023-12-31 | 2023-12-31 | 2023-12-31 | 0
23100040 | 2023 | OPEX |  | Region 1 |  |  |  | Adjustment Pool | Adjustment Pool |  | 2023-12-31 | 2023-12-31 | 2023-12-31 |  | PR/3 | PR/3/13 |  | OPEN | 0 | 0 | POOL |  |  |  |  | 2023-12-31 | 2023-12-31 | 2023-12-31 | 2023-12-31 | 0
23100041 | 2023 | ROL2022 |  | Region 1 |  |  |  | Adjustment Pool | Adjustment Pool |  | 2023-12-31 | 2023-12-31 | 2023-12-31 |  | PR/1 | PR/1/02 |  | OPEN | 0 | 0 | POOL |  |  |  |  | 2023-12-31 | 2023-12-31 | 2023-12-31 | 2023-12-31 | 0
23100042 | 2023 | ROL2022 |  | Region 1 |  |  |  | Adjustment Pool | Adjustment Pool |  | 2023-12-31 | 2023-12-31 | 2023-12-31 |  | PR/1 | PR/1/03 |  | OPEN | 0 | 0 | POOL |  |  |  |  | 2023-12-31 | 2023-12-31 | 2023-12-31 | 2023-12-31 | 0
23100043 | 2023 | ROL2022 |  | Region 1 |  |  |  | Adjustment Pool | Adjustment Pool |  | 2023-12-31 | 2023-12-31 | 2023-12-31 |  | PR/1 | PR/1/04 |  | OPEN | 0 | 0 | POOL |  |  |  |  | 2023-12-31 | 2023-12-31 | 2023-12-31 | 2023-12-31 | 0
23100044 | 2023 | ROL2022 |  | Region 1 |  |  |  | Adjustment Pool | Adjustment Pool |  | 2023-12-31 | 2023-12-31 | 2023-12-31 |  | PR/1 | PR/1/05 |  | OPEN | 0 | 0 | POOL |  |  |  |  | 2023-12-31 | 2023-12-31 | 2023-12-31 | 2023-12-31 | 0
23100045 | 2023 | ROL2022 |  | Region 1 |  |  |  | Adjustment Pool | Adjustment Pool |  | 2023-12-31 | 2023-12-31 | 2023-12-31 |  | PR/1 | PR/1/06 |  | OPEN | 0 | 0 | POOL |  |  |  |  | 2023-12-31 | 2023-12-31 | 2023-12-31 | 2023-12-31 | 0
23100046 | 2023 | ROL2022 |  | Region 1 |  |  |  | Adjustment Pool | Adjustment Pool |  | 2023-12-31 | 2023-12-31 | 2023-12-31 |  | PR/2 | PR/2/04 |  | OPEN | 0 | 0 | POOL |  |  |  |  | 2023-12-31 | 2023-12-31 | 2023-12-31 | 2023-12-31 | 0
23100047 | 2023 | ROL2022 |  | Region 1 |  |  |  | Adjustment Pool | Adjustment Pool |  | 2023-12-31 | 2023-12-31 | 2023-12-31 |  | PR/2 | PR/2/05 |  | OPEN | 0 | 0 | POOL |  |  |  |  | 2023-12-31 | 2023-12-31 | 2023-12-31 | 2023-12-31 | 0
23100048 | 2023 | ROL2022 |  | Region 1 |  |  |  | Adjustment Pool | Adjustment Pool |  | 2023-12-31 | 2023-12-31 | 2023-12-31 |  | PR/3 | PR/3/03 |  | OPEN | 0 | 0 | POOL |  |  |  |  | 2023-12-31 | 2023-12-31 | 2023-12-31 | 2023-12-31 | 0
23100049 | 2023 | ROL2022 |  | Region 1 |  |  |  | Adjustment Pool | Adjustment Pool |  | 2023-12-31 | 2023-12-31 | 2023-12-31 |  | PR/3 | PR/3/05 |  | OPEN | 0 | 0 | POOL |  |  |  |  | 2023-12-31 | 2023-12-31 | 2023-12-31 | 2023-12-31 | 0
23100050 | 2023 | ROL2022 |  | Region 1 |  |  |  | Adjustment Pool | Adjustment Pool |  | 2023-12-31 | 2023-12-31 | 2023-12-31 |  | PR/3 | PR/3/13 |  | OPEN | 0 | 0 | POOL |  |  |  |  | 2023-12-31 | 2023-12-31 | 2023-12-31 | 2023-12-31 | 0
23100051 | 2023 | ROL2022 |  | Region 1 |  |  |  | Adjustment Pool | Adjustment Pool |  | 2023-12-31 | 2023-12-31 | 2023-12-31 |  | PR/8 | PR/8/02 |  | OPEN | 0 | 0 | POOL |  |  |  |  | 2023-12-31 | 2023-12-31 | 2023-12-31 | 2023-12-31 | 0
23100052 | 2023 | ROL2022 |  | Region 1 |  |  |  | Adjustment Pool | Adjustment Pool |  | 2023-12-31 | 2023-12-31 | 2023-12-31 |  | PR/8 | PR/8/04 |  | OPEN | 0 | 0 | POOL |  |  |  |  | 2023-12-31 | 2023-12-31 | 2023-12-31 | 2023-12-31 | 0
23100053 | 2023 | ROL2022 |  | Region 1 |  |  |  | Adjustment Pool | Adjustment Pool |  | 2023-12-31 | 2023-12-31 | 2023-12-31 |  | PR/8 | PR/8/06 |  | OPEN | 0 | 0 | POOL |  |  |  |  | 2023-12-31 | 2023-12-31 | 2023-12-31 | 2023-12-31 | 0
23100054 | 2023 | UNKNOWN |  | Region 1 |  |  |  | Adjustment Pool | Adjustment Pool |  | 2023-12-31 | 2023-12-31 | 2023-12-31 |  | PR/2 | PR/2/04 |  | OPEN | 0 | 0 | POOL |  |  |  |  | 2023-12-31 | 2023-12-31 | 2023-12-31 | 2023-12-31 | 0
23100055 | 2023 | UNKNOWN |  | Region 1 |  |  |  | Adjustment Pool | Adjustment Pool |  | 2023-12-31 | 2023-12-31 | 2023-12-31 |  | RTB | RTB |  | OPEN | 0 | 0 | POOL |  |  |  |  | 2023-12-31 | 2023-12-31 | 2023-12-31 | 2023-12-31 | 0
23100056 | 2023 | CIP2023 |  | Region 2 |  |  |  | Adjustment Pool | Adjustment Pool |  | 2023-12-31 | 2023-12-31 | 2023-12-31 |  | PR/1 | PR/1/04 |  | OPEN | 0 | 0 | POOL |  |  |  |  | 2023-12-31 | 2023-12-31 | 2023-12-31 | 2023-12-31 | 0
23100057 | 2023 | CIP2023 |  | Region 2 |  |  |  | Adjustment Pool | Adjustment Pool |  | 2023-12-31 | 2023-12-31 | 2023-12-31 |  | PR/1 | PR/1/05 |  | OPEN | 0 | 0 | POOL |  |  |  |  | 2023-12-31 | 2023-12-31 | 2023-12-31 | 2023-12-31 | 0
23100058 | 2023 | CIP2023 |  | Region 2 |  |  |  | Adjustment Pool | Adjustment Pool |  | 2023-12-31 | 2023-12-31 | 2023-12-31 |  | PR/2 | PR/2/04 |  | OPEN | 0 | 0 | POOL |  |  |  |  | 2023-12-31 | 2023-12-31 | 2023-12-31 | 2023-12-31 | 0
23100059 | 2023 | CIP2023 |  | Region 2 |  |  |  | Adjustment Pool | Adjustment Pool |  | 2023-12-31 | 2023-12-31 | 2023-12-31 |  | PR/2 | PR/2/05 |  | OPEN | 0 | 0 | POOL |  |  |  |  | 2023-12-31 | 2023-12-31 | 2023-12-31 | 2023-12-31 | 0
23100060 | 2023 | CIP2023 |  | Region 2 |  |  |  | Adjustment Pool | Adjustment Pool |  | 2023-12-31 | 2023-12-31 | 2023-12-31 |  | PR/2 | PR/2/10 |  | OPEN | 0 | 0 | POOL |  |  |  |  | 2023-12-31 | 2023-12-31 | 2023-12-31 | 2023-12-31 | 0
23100061 | 2023 | CIP2023 |  | Region 2 |  |  |  | Adjustment Pool | Adjustment Pool |  | 2023-12-31 | 2023-12-31 | 2023-12-31 |  | PR/3 | PR/3/05 |  | OPEN | 0 | 0 | POOL |  |  |  |  | 2023-12-31 | 2023-12-31 | 2023-12-31 | 2023-12-31 | 0
23100062 | 2023 | CIP2023 |  | Region 2 |  |  |  | Adjustment Pool | Adjustment Pool |  | 2023-12-31 | 2023-12-31 | 2023-12-31 |  | PR/3 | PR/3/13 |  | OPEN | 0 | 0 | POOL |  |  |  |  | 2023-12-31 | 2023-12-31 | 2023-12-31 | 2023-12-31 | 0
23100063 | 2023 | OPEX |  | Region 2 |  |  |  | Adjustment Pool | Adjustment Pool |  | 2023-12-31 | 2023-12-31 | 2023-12-31 |  | 200 | 200 |  | OPEN | 0 | 0 | POOL |  |  |  |  | 2023-12-31 | 2023-12-31 | 2023-12-31 | 2023-12-31 | 0
23100064 | 2023 | OPEX |  | Region 2 |  |  |  | Adjustment Pool | Adjustment Pool |  | 2023-12-31 | 2023-12-31 | 2023-12-31 |  | PR/2 | PR/2/08 |  | OPEN | 0 | 0 | POOL |  |  |  |  | 2023-12-31 | 2023-12-31 | 2023-12-31 | 2023-12-31 | 0
23100065 | 2023 | OPEX |  | Region 2 |  |  |  | Adjustment Pool | Adjustment Pool |  | 2023-12-31 | 2023-12-31 | 2023-12-31 |  | PR/3 | PR/3/13 |  | OPEN | 0 | 0 | POOL |  |  |  |  | 2023-12-31 | 2023-12-31 | 2023-12-31 | 2023-12-31 | 0
23100066 | 2023 | ROL2022 |  | Region 2 |  |  |  | Adjustment Pool | Adjustment Pool |  | 2023-12-31 | 2023-12-31 | 2023-12-31 |  | PR/1 | PR/1/10 |  | OPEN | 0 | 0 | POOL |  |  |  |  | 2023-12-31 | 2023-12-31 | 2023-12-31 | 2023-12-31 | 0
23100067 | 2023 | ROL2022 |  | Region 2 |  |  |  | Adjustment Pool | Adjustment Pool |  | 2023-12-31 | 2023-12-31 | 2023-12-31 |  | PR/2 | PR/2/04 |  | OPEN | 0 | 0 | POOL |  |  |  |  | 2023-12-31 | 2023-12-31 | 2023-12-31 | 2023-12-31 | 0
23100068 | 2023 | ROL2022 |  | Region 2 |  |  |  | Adjustment Pool | Adjustment Pool |  | 2023-12-31 | 2023-12-31 | 2023-12-31 |  | PR/2 | PR/2/05 |  | OPEN | 0 | 0 | POOL |  |  |  |  | 2023-12-31 | 2023-12-31 | 2023-12-31 | 2023-12-31 | 0
23100069 | 2023 | ROL2022 |  | Region 2 |  |  |  | Adjustment Pool | Adjustment Pool |  | 2023-12-31 | 2023-12-31 | 2023-12-31 |  | PR/2 | PR/2/10 |  | OPEN | 0 | 0 | POOL |  |  |  |  | 2023-12-31 | 2023-12-31 | 2023-12-31 | 2023-12-31 | 0
23100070 | 2023 | ROL2022 |  | Region 2 |  |  |  | Adjustment Pool | Adjustment Pool |  | 2023-12-31 | 2023-12-31 | 2023-12-31 |  | PR/3 | PR/3/05 |  | OPEN | 0 | 0 | POOL |  |  |  |  | 2023-12-31 | 2023-12-31 | 2023-12-31 | 2023-12-31 | 0
23100071 | 2023 | ROL2022 |  | Region 2 |  |  |  | Adjustment Pool | Adjustment Pool |  | 2023-12-31 | 2023-12-31 | 2023-12-31 |  | PR/3 | PR/3/13 |  | OPEN | 0 | 0 | POOL |  |  |  |  | 2023-12-31 | 2023-12-31 | 2023-12-31 | 2023-12-31 | 0
23100072 | 2023 | UNKNOWN |  | Region 2 |  |  |  | Adjustment Pool | Adjustment Pool |  | 2023-12-31 | 2023-12-31 | 2023-12-31 |  | RTB | RTB |  | OPEN | 0 | 0 | POOL |  |  |  |  | 2023-12-31 | 2023-12-31 | 2023-12-31 | 2023-12-31 | 0
23100073 | 2023 | CIP2023 |  | Region 3 |  |  |  | Adjustment Pool | Adjustment Pool |  | 2023-12-31 | 2023-12-31 | 2023-12-31 |  | PR/1 | PR/1/05 |  | OPEN | 0 | 0 | POOL |  |  |  |  | 2023-12-31 | 2023-12-31 | 2023-12-31 | 2023-12-31 | 0
23100074 | 2023 | CIP2023 |  | Region 3 |  |  |  | Adjustment Pool | Adjustment Pool |  | 2023-12-31 | 2023-12-31 | 2023-12-31 |  | PR/2 | PR/2/03 |  | OPEN | 0 | 0 | POOL |  |  |  |  | 2023-12-31 | 2023-12-31 | 2023-12-31 | 2023-12-31 | 0
23100075 | 2023 | CIP2023 |  | Region 3 |  |  |  | Adjustment Pool | Adjustment Pool |  | 2023-12-31 | 2023-12-31 | 2023-12-31 |  | PR/2 | PR/2/04 |  | OPEN | 0 | 0 | POOL |  |  |  |  | 2023-12-31 | 2023-12-31 | 2023-12-31 | 2023-12-31 | 0
23100076 | 2023 | CIP2023 |  | Region 3 |  |  |  | Adjustment Pool | Adjustment Pool |  | 2023-12-31 | 2023-12-31 | 2023-12-31 |  | PR/2 | PR/2/05 |  | OPEN | 0 | 0 | POOL |  |  |  |  | 2023-12-31 | 2023-12-31 | 2023-12-31 | 2023-12-31 | 0
23100077 | 2023 | CIP2023 |  | Region 3 |  |  |  | Adjustment Pool | Adjustment Pool |  | 2023-12-31 | 2023-12-31 | 2023-12-31 |  | PR/2 | PR/2/09 |  | OPEN | 0 | 0 | POOL |  |  |  |  | 2023-12-31 | 2023-12-31 | 2023-12-31 | 2023-12-31 | 0
23100078 | 2023 | CIP2023 |  | Region 3 |  |  |  | Adjustment Pool | Adjustment Pool |  | 2023-12-31 | 2023-12-31 | 2023-12-31 |  | PR/2 | PR/2/10 |  | OPEN | 0 | 0 | POOL |  |  |  |  | 2023-12-31 | 2023-12-31 | 2023-12-31 | 2023-12-31 | 0
23100079 | 2023 | CIP2023 |  | Region 3 |  |  |  | Adjustment Pool | Adjustment Pool |  | 2023-12-31 | 2023-12-31 | 2023-12-31 |  | PR/3 | PR/3/05 |  | OPEN | 0 | 0 | POOL |  |  |  |  | 2023-12-31 | 2023-12-31 | 2023-12-31 | 2023-12-31 | 0
23100080 | 2023 | CIP2023 |  | Region 3 |  |  |  | Adjustment Pool | Adjustment Pool |  | 2023-12-31 | 2023-12-31 | 2023-12-31 |  | PR/3 | PR/3/13 |  | OPEN | 0 | 0 | POOL |  |  |  |  | 2023-12-31 | 2023-12-31 | 2023-12-31 | 2023-12-31 | 0
23100081 | 2023 | OPEX |  | Region 3 |  |  |  | Adjustment Pool | Adjustment Pool |  | 2023-12-31 | 2023-12-31 | 2023-12-31 |  | 200 | 200 |  | OPEN | 0 | 0 | POOL |  |  |  |  | 2023-12-31 | 2023-12-31 | 2023-12-31 | 2023-12-31 | 0
23100082 | 2023 | OPEX |  | Region 3 |  |  |  | Adjustment Pool | Adjustment Pool |  | 2023-12-31 | 2023-12-31 | 2023-12-31 |  | PR/3 | PR/3/05 |  | OPEN | 0 | 0 | POOL |  |  |  |  | 2023-12-31 | 2023-12-31 | 2023-12-31 | 2023-12-31 | 0
23100083 | 2023 | OPEX |  | Region 3 |  |  |  | Adjustment Pool | Adjustment Pool |  | 2023-12-31 | 2023-12-31 | 2023-12-31 |  | PR/3 | PR/3/13 |  | OPEN | 0 | 0 | POOL |  |  |  |  | 2023-12-31 | 2023-12-31 | 2023-12-31 | 2023-12-31 | 0
23100084 | 2023 | ROL2022 |  | Region 3 |  |  |  | Adjustment Pool | Adjustment Pool |  | 2023-12-31 | 2023-12-31 | 2023-12-31 |  | PR/1 | PR/1/02 |  | OPEN | 0 | 0 | POOL |  |  |  |  | 2023-12-31 | 2023-12-31 | 2023-12-31 | 2023-12-31 | 0
23100085 | 2023 | ROL2022 |  | Region 3 |  |  |  | Adjustment Pool | Adjustment Pool |  | 2023-12-31 | 2023-12-31 | 2023-12-31 |  | PR/2 | PR/2/02 |  | OPEN | 0 | 0 | POOL |  |  |  |  | 2023-12-31 | 2023-12-31 | 2023-12-31 | 2023-12-31 | 0
23100086 | 2023 | ROL2022 |  | Region 3 |  |  |  | Adjustment Pool | Adjustment Pool |  | 2023-12-31 | 2023-12-31 | 2023-12-31 |  | PR/2 | PR/2/04 |  | OPEN | 0 | 0 | POOL |  |  |  |  | 2023-12-31 | 2023-12-31 | 2023-12-31 | 2023-12-31 | 0
23100087 | 2023 | ROL2022 |  | Region 3 |  |  |  | Adjustment Pool | Adjustment Pool |  | 2023-12-31 | 2023-12-31 | 2023-12-31 |  | PR/2 | PR/2/07 |  | OPEN | 0 | 0 | POOL |  |  |  |  | 2023-12-31 | 2023-12-31 | 2023-12-31 | 2023-12-31 | 0
23100088 | 2023 | ROL2022 |  | Region 3 |  |  |  | Adjustment Pool | Adjustment Pool |  | 2023-12-31 | 2023-12-31 | 2023-12-31 |  | PR/2 | PR/2/10 |  | OPEN | 0 | 0 | POOL |  |  |  |  | 2023-12-31 | 2023-12-31 | 2023-12-31 | 2023-12-31 | 0
23100089 | 2023 | ROL2022 |  | Region 3 |  |  |  | Adjustment Pool | Adjustment Pool |  | 2023-12-31 | 2023-12-31 | 2023-12-31 |  | PR/3 | PR/3/05 |  | OPEN | 0 | 0 | POOL |  |  |  |  | 2023-12-31 | 2023-12-31 | 2023-12-31 | 2023-12-31 | 0
23100090 | 2023 | ROL2022 |  | Region 3 |  |  |  | Adjustment Pool | Adjustment Pool |  | 2023-12-31 | 2023-12-31 | 2023-12-31 |  | PR/3 | PR/3/13 |  | OPEN | 0 | 0 | POOL |  |  |  |  | 2023-12-31 | 2023-12-31 | 2023-12-31 | 2023-12-31 | 0
23100091 | 2023 | UNKNOWN |  | Region 3 |  |  |  | Adjustment Pool | Adjustment Pool |  | 2023-12-31 | 2023-12-31 | 2023-12-31 |  | Free | Freehold Upgrade |  | OPEN | 0 | 0 | POOL |  |  |  |  | 2023-12-31 | 2023-12-31 | 2023-12-31 | 2023-12-31 | 0
23100092 | 2023 | UNKNOWN |  | Region 3 |  |  |  | Adjustment Pool | Adjustment Pool |  | 2023-12-31 | 2023-12-31 | 2023-12-31 |  | PR/3 | PR/3/13 |  | OPEN | 0 | 0 | POOL |  |  |  |  | 2023-12-31 | 2023-12-31 | 2023-12-31 | 2023-12-31 | 0
23100093 | 2023 | UNKNOWN |  | Region 3 |  |  |  | Adjustment Pool | Adjustment Pool |  | 2023-12-31 | 2023-12-31 | 2023-12-31 |  | PR/4 | PR/4/11 |  | OPEN | 0 | 0 | POOL |  |  |  |  | 2023-12-31 | 2023-12-31 | 2023-12-31 | 2023-12-31 | 0
23100094 | 2023 | UNKNOWN |  | Region 3 |  |  |  | Adjustment Pool | Adjustment Pool |  | 2023-12-31 | 2023-12-31 | 2023-12-31 |  | RTB | RTB |  | OPEN | 0 | 0 | POOL |  |  |  |  | 2023-12-31 | 2023-12-31 | 2023-12-31 | 2023-12-31 | 0
23100095 | 2023 | ROL2022 |  | Region 1 |  | 77470X |  | Reallocate to Project ASP-GS0613 |  |  | 2023-05-19 | 2023-07-31 | 2023-08-31 |  | PR/2 | PR/2/05 |  | OPEN | 0 | 0 | TARGET |  |  |  |  | 2023-05-19 | 2023-07-31 | 2023-08-31
23200001 | 2023 | CIP2023 |  | Energy |  |  |  | Locked Funds | Locked Funds Pool |  | 2023-12-31 | 2023-12-31 | 2023-12-31 |  | PR/1 | PR/1/03 |  | LOCKED | 0 | 0 | POOL |  |  |  |  | 2023-12-31 | 2023-12-31 | 2023-12-31 | 2023-12-31 | 0
23200002 | 2023 | OPEX |  | Energy |  |  |  | Locked Funds | Locked Funds Pool |  | 2023-12-31 | 2023-12-31 | 2023-12-31 |  | PR/1 | PR/1/03 |  | LOCKED | 0 | 0 | POOL |  |  |  |  | 2023-12-31 | 2023-12-31 | 2023-12-31 | 2023-12-31 | 0
23200003 | 2023 | ROL2022 |  | Energy |  |  |  | Locked Funds | Locked Funds Pool |  | 2023-12-31 | 2023-12-31 | 2023-12-31 |  | PR/1 | PR/1/03 |  | LOCKED | 0 | 0 | POOL |  |  |  |  | 2023-12-31 | 2023-12-31 | 2023-12-31 | 2023-12-31 | 0
23200004 | 2023 | CIP2023 |  | National |  |  |  | Locked Funds | Locked Funds Pool |  | 2023-12-31 | 2023-12-31 | 2023-12-31 |  | PR/1 | PR/1/04 |  | LOCKED | 0 | 0 | POOL |  |  |  |  | 2023-12-31 | 2023-12-31 | 2023-12-31 | 2023-12-31 | 0
23200005 | 2023 | CIP2023 |  | National |  |  |  | Locked Funds | Locked Funds Pool |  | 2023-12-31 | 2023-12-31 | 2023-12-31 |  | PR/1 | PR/1/06 |  | LOCKED | 0 | 0 | POOL |  |  |  |  | 2023-12-31 | 2023-12-31 | 2023-12-31 | 2023-12-31 | 0
23200006 | 2023 | CIP2023 |  | National |  |  |  | Locked Funds | Locked Funds Pool |  | 2023-12-31 | 2023-12-31 | 2023-12-31 |  | PR/2 | PR/2/05 |  | LOCKED | 0 | 0 | POOL |  |  |  |  | 2023-12-31 | 2023-12-31 | 2023-12-31 | 2023-12-31 | 0
23200007 | 2023 | CIP2023 |  | National |  |  |  | Locked Funds | Locked Funds Pool |  | 2023-12-31 | 2023-12-31 | 2023-12-31 |  | PR/3 | PR/3/11 |  | LOCKED | 0 | 0 | POOL |  |  |  |  | 2023-12-31 | 2023-12-31 | 2023-12-31 | 2023-12-31 | 0
23200008 | 2023 | CIP2023 |  | National |  |  |  | Locked Funds | Locked Funds Pool |  | 2023-12-31 | 2023-12-31 | 2023-12-31 |  | PR/8 | PR/8/04 |  | LOCKED | 0 | 0 | POOL |  |  |  |  | 2023-12-31 | 2023-12-31 | 2023-12-31 | 2023-12-31 | 0
23200009 | 2023 | CIP2023 |  | National |  |  |  | Locked Funds | Locked Funds Pool |  | 2023-12-31 | 2023-12-31 | 2023-12-31 |  | PR/8 | PR/8/06 |  | LOCKED | 0 | 0 | POOL |  |  |  |  | 2023-12-31 | 2023-12-31 | 2023-12-31 | 2023-12-31 | 0
23200010 | 2023 | OPEX |  | National |  |  |  | Locked Funds | Locked Funds Pool |  | 2023-12-31 | 2023-12-31 | 2023-12-31 |  | PR/9 | PR/9/04 |  | LOCKED | 0 | 0 | POOL |  |  |  |  | 2023-12-31 | 2023-12-31 | 2023-12-31 | 2023-12-31 | 0
23200011 | 2023 | ROL2022 |  | National |  |  |  | Locked Funds | Locked Funds Pool |  | 2023-12-31 | 2023-12-31 | 2023-12-31 |  | PR/2 | PR/2/04 |  | LOCKED | 0 | 0 | POOL |  |  |  |  | 2023-12-31 | 2023-12-31 | 2023-12-31 | 2023-12-31 | 0
23200012 | 2023 | UNKNOWN |  | National |  |  |  | Locked Funds | Locked Funds Pool |  | 2023-12-31 | 2023-12-31 | 2023-12-31 |  | VAMM | VAMM |  | LOCKED | 0 | 0 | POOL |  |  |  |  | 2023-12-31 | 2023-12-31 | 2023-12-31 | 2023-12-31 | 0
23200013 | 2023 | CIP2023 |  | Region 1 |  |  |  | Locked Funds | Locked Funds Pool |  | 2023-12-31 | 2023-12-31 | 2023-12-31 |  | PR/1 | PR/1/04 |  | LOCKED | 0 | 0 | POOL |  |  |  |  | 2023-12-31 | 2023-12-31 | 2023-12-31 | 2023-12-31 | 0
23200014 | 2023 | CIP2023 |  | Region 1 |  |  |  | Locked Funds | Locked Funds Pool |  | 2023-12-31 | 2023-12-31 | 2023-12-31 |  | PR/1 | PR/1/06 |  | LOCKED | 0 | 0 | POOL |  |  |  |  | 2023-12-31 | 2023-12-31 | 2023-12-31 | 2023-12-31 | 0
23200015 | 2023 | CIP2023 |  | Region 1 |  |  |  | Locked Funds | Locked Funds Pool |  | 2023-12-31 | 2023-12-31 | 2023-12-31 |  | PR/1 | PR/1/09 |  | LOCKED | 0 | 0 | POOL |  |  |  |  | 2023-12-31 | 2023-12-31 | 2023-12-31 | 2023-12-31 | 0
23200016 | 2023 | CIP2023 |  | Region 1 |  |  |  | Locked Funds | Locked Funds Pool |  | 2023-12-31 | 2023-12-31 | 2023-12-31 |  | PR/3 | PR/3/03 |  | LOCKED | 0 | 0 | POOL |  |  |  |  | 2023-12-31 | 2023-12-31 | 2023-12-31 | 2023-12-31 | 0
23200017 | 2023 | CIP2023 |  | Region 1 |  |  |  | Locked Funds | Locked Funds Pool |  | 2023-12-31 | 2023-12-31 | 2023-12-31 |  | PR/3 | PR/3/05 |  | LOCKED | 0 | 0 | POOL |  |  |  |  | 2023-12-31 | 2023-12-31 | 2023-12-31 | 2023-12-31 | 0
23200018 | 2023 | CIP2023 |  | Region 1 |  |  |  | Locked Funds | Locked Funds Pool |  | 2023-12-31 | 2023-12-31 | 2023-12-31 |  | PR/3 | PR/3/13 |  | LOCKED | 0 | 0 | POOL |  |  |  |  | 2023-12-31 | 2023-12-31 | 2023-12-31 | 2023-12-31 | 0
23200019 | 2023 | OPEX |  | Region 1 |  |  |  | Locked Funds | Locked Funds Pool |  | 2023-12-31 | 2023-12-31 | 2023-12-31 |  | 200 | 200 |  | LOCKED | 0 | 0 | POOL |  |  |  |  | 2023-12-31 | 2023-12-31 | 2023-12-31 | 2023-12-31 | 0
23200020 | 2023 | OPEX |  | Region 1 |  |  |  | Locked Funds | Locked Funds Pool |  | 2023-12-31 | 2023-12-31 | 2023-12-31 |  | PR/3 | PR/3/05 |  | LOCKED | 0 | 0 | POOL |  |  |  |  | 2023-12-31 | 2023-12-31 | 2023-12-31 | 2023-12-31 | 0
23200021 | 2023 | ROL2022 |  | Region 1 |  |  |  | Locked Funds | Locked Funds Pool |  | 2023-12-31 | 2023-12-31 | 2023-12-31 |  | PR/1 | PR/1/02 |  | LOCKED | 0 | 0 | POOL |  |  |  |  | 2023-12-31 | 2023-12-31 | 2023-12-31 | 2023-12-31 | 0
23200022 | 2023 | ROL2022 |  | Region 1 |  |  |  | Locked Funds | Locked Funds Pool |  | 2023-12-31 | 2023-12-31 | 2023-12-31 |  | PR/1 | PR/1/04 |  | LOCKED | 0 | 0 | POOL |  |  |  |  | 2023-12-31 | 2023-12-31 | 2023-12-31 | 2023-12-31 | 0
23200023 | 2023 | ROL2022 |  | Region 1 |  |  |  | Locked Funds | Locked Funds Pool |  | 2023-12-31 | 2023-12-31 | 2023-12-31 |  | PR/1 | PR/1/06 |  | LOCKED | 0 | 0 | POOL |  |  |  |  | 2023-12-31 | 2023-12-31 | 2023-12-31 | 2023-12-31 | 0
23200024 | 2023 | ROL2022 |  | Region 1 |  |  |  | Locked Funds | Locked Funds Pool |  | 2023-12-31 | 2023-12-31 | 2023-12-31 |  | PR/2 | PR/2/05 |  | LOCKED | 0 | 0 | POOL |  |  |  |  | 2023-12-31 | 2023-12-31 | 2023-12-31 | 2023-12-31 | 0
23200025 | 2023 | ROL2022 |  | Region 1 |  |  |  | Locked Funds | Locked Funds Pool |  | 2023-12-31 | 2023-12-31 | 2023-12-31 |  | PR/3 | PR/3/05 |  | LOCKED | 0 | 0 | POOL |  |  |  |  | 2023-12-31 | 2023-12-31 | 2023-12-31 | 2023-12-31 | 0
23200026 | 2023 | ROL2022 |  | Region 1 |  |  |  | Locked Funds | Locked Funds Pool |  | 2023-12-31 | 2023-12-31 | 2023-12-31 |  | PR/8 | PR/8/02 |  | LOCKED | 0 | 0 | POOL |  |  |  |  | 2023-12-31 | 2023-12-31 | 2023-12-31 | 2023-12-31 | 0
23200027 | 2023 | ROL2022 |  | Region 1 |  |  |  | Locked Funds | Locked Funds Pool |  | 2023-12-31 | 2023-12-31 | 2023-12-31 |  | PR/8 | PR/8/06 |  | LOCKED | 0 | 0 | POOL |  |  |  |  | 2023-12-31 | 2023-12-31 | 2023-12-31 | 2023-12-31 | 0
23200028 | 2023 | UNKNOWN |  | Region 1 |  |  |  | Locked Funds | Locked Funds Pool |  | 2023-12-31 | 2023-12-31 | 2023-12-31 |  | RTB | RTB |  | LOCKED | 0 | 0 | POOL |  |  |  |  | 2023-12-31 | 2023-12-31 | 2023-12-31 | 2023-12-31 | 0
23200029 | 2023 | CIP2023 |  | Region 2 |  |  |  | Locked Funds | Locked Funds Pool |  | 2023-12-31 | 2023-12-31 | 2023-12-31 |  | PR/1 | PR/1/05 |  | LOCKED | 0 | 0 | POOL |  |  |  |  | 2023-12-31 | 2023-12-31 | 2023-12-31 | 2023-12-31 | 0
23200030 | 2023 | CIP2023 |  | Region 2 |  |  |  | Locked Funds | Locked Funds Pool |  | 2023-12-31 | 2023-12-31 | 2023-12-31 |  | PR/2 | PR/2/05 |  | LOCKED | 0 | 0 | POOL |  |  |  |  | 2023-12-31 | 2023-12-31 | 2023-12-31 | 2023-12-31 | 0
23200031 | 2023 | CIP2023 |  | Region 2 |  |  |  | Locked Funds | Locked Funds Pool |  | 2023-12-31 | 2023-12-31 | 2023-12-31 |  | PR/3 | PR/3/05 |  | LOCKED | 0 | 0 | POOL |  |  |  |  | 2023-12-31 | 2023-12-31 | 2023-12-31 | 2023-12-31 | 0
23200032 | 2023 | OPEX |  | Region 2 |  |  |  | Locked Funds | Locked Funds Pool |  | 2023-12-31 | 2023-12-31 | 2023-12-31 |  | 200 | 200 |  | LOCKED | 0 | 0 | POOL |  |  |  |  | 2023-12-31 | 2023-12-31 | 2023-12-31 | 2023-12-31 | 0
23200033 | 2023 | OPEX |  | Region 2 |  |  |  | Locked Funds | Locked Funds Pool |  | 2023-12-31 | 2023-12-31 | 2023-12-31 |  | PR/3 | PR/3/13 |  | LOCKED | 0 | 0 | POOL |  |  |  |  | 2023-12-31 | 2023-12-31 | 2023-12-31 | 2023-12-31 | 0
23200034 | 2023 | ROL2022 |  | Region 2 |  |  |  | Locked Funds | Locked Funds Pool |  | 2023-12-31 | 2023-12-31 | 2023-12-31 |  | PR/2 | PR/2/04 |  | LOCKED | 0 | 0 | POOL |  |  |  |  | 2023-12-31 | 2023-12-31 | 2023-12-31 | 2023-12-31 | 0
23200035 | 2023 | ROL2022 |  | Region 2 |  |  |  | Locked Funds | Locked Funds Pool |  | 2023-12-31 | 2023-12-31 | 2023-12-31 |  | PR/2 | PR/2/10 |  | LOCKED | 0 | 0 | POOL |  |  |  |  | 2023-12-31 | 2023-12-31 | 2023-12-31 | 2023-12-31 | 0
23200036 | 2023 | ROL2022 |  | Region 2 |  |  |  | Locked Funds | Locked Funds Pool |  | 2023-12-31 | 2023-12-31 | 2023-12-31 |  | PR/3 | PR/3/13 |  | LOCKED | 0 | 0 | POOL |  |  |  |  | 2023-12-31 | 2023-12-31 | 2023-12-31 | 2023-12-31 | 0
23200037 | 2023 | CIP2023 |  | Region 3 |  |  |  | Locked Funds | Locked Funds Pool |  | 2023-12-31 | 2023-12-31 | 2023-12-31 |  | PR/1 | PR/1/05 |  | LOCKED | 0 | 0 | POOL |  |  |  |  | 2023-12-31 | 2023-12-31 | 2023-12-31 | 2023-12-31 | 0
23200038 | 2023 | CIP2023 |  | Region 3 |  |  |  | Locked Funds | Locked Funds Pool |  | 2023-12-31 | 2023-12-31 | 2023-12-31 |  | PR/2 | PR/2/04 |  | LOCKED | 0 | 0 | POOL |  |  |  |  | 2023-12-31 | 2023-12-31 | 2023-12-31 | 2023-12-31 | 0
23200039 | 2023 | CIP2023 |  | Region 3 |  |  |  | Locked Funds | Locked Funds Pool |  | 2023-12-31 | 2023-12-31 | 2023-12-31 |  | PR/2 | PR/2/09 |  | LOCKED | 0 | 0 | POOL |  |  |  |  | 2023-12-31 | 2023-12-31 | 2023-12-31 | 2023-12-31 | 0
23200040 | 2023 | CIP2023 |  | Region 3 |  |  |  | Locked Funds | Locked Funds Pool |  | 2023-12-31 | 2023-12-31 | 2023-12-31 |  | PR/3 | PR/3/05 |  | LOCKED | 0 | 0 | POOL |  |  |  |  | 2023-12-31 | 2023-12-31 | 2023-12-31 | 2023-12-31 | 0
23200041 | 2023 | OPEX |  | Region 3 |  |  |  | Locked Funds | Locked Funds Pool |  | 2023-12-31 | 2023-12-31 | 2023-12-31 |  | 200 | 200 |  | LOCKED | 0 | 0 | POOL |  |  |  |  | 2023-12-31 | 2023-12-31 | 2023-12-31 | 2023-12-31 | 0
23200042 | 2023 | OPEX |  | Region 3 |  |  |  | Locked Funds | Locked Funds Pool |  | 2023-12-31 | 2023-12-31 | 2023-12-31 |  | PR/3 | PR/3/13 |  | LOCKED | 0 | 0 | POOL |  |  |  |  | 2023-12-31 | 2023-12-31 | 2023-12-31 | 2023-12-31 | 0
23200043 | 2023 | ROL2022 |  | Region 3 |  |  |  | Locked Funds | Locked Funds Pool |  | 2023-12-31 | 2023-12-31 | 2023-12-31 |  | PR/2 | PR/2/02 |  | LOCKED | 0 | 0 | POOL |  |  |  |  | 2023-12-31 | 2023-12-31 | 2023-12-31 | 2023-12-31 | 0
23200044 | 2023 | ROL2022 |  | Region 3 |  |  |  | Locked Funds | Locked Funds Pool |  | 2023-12-31 | 2023-12-31 | 2023-12-31 |  | PR/2 | PR/2/07 |  | LOCKED | 0 | 0 | POOL |  |  |  |  | 2023-12-31 | 2023-12-31 | 2023-12-31 | 2023-12-31 | 0
23200045 | 2023 | ROL2022 |  | Region 3 |  |  |  | Locked Funds | Locked Funds Pool |  | 2023-12-31 | 2023-12-31 | 2023-12-31 |  | PR/3 | PR/3/05 |  | LOCKED | 0 | 0 | POOL |  |  |  |  | 2023-12-31 | 2023-12-31 | 2023-12-31 | 2023-12-31 | 0
23200046 | 2023 | UNKNOWN |  | Region 3 |  |  |  | Locked Funds | Locked Funds Pool |  | 2023-12-31 | 2023-12-31 | 2023-12-31 |  | Free | Freehold Upgrade |  | LOCKED | 0 | 0 | POOL |  |  |  |  | 2023-12-31 | 2023-12-31 | 2023-12-31 | 2023-12-31 | 0
23200047 | 2023 | UNKNOWN |  | Region 3 |  |  |  | Locked Funds | Locked Funds Pool |  | 2023-12-31 | 2023-12-31 | 2023-12-31 |  | PR/4 | PR/4/11 |  | LOCKED | 0 | 0 | POOL |  |  |  |  | 2023-12-31 | 2023-12-31 | 2023-12-31 | 2023-12-31 | 0
23200048 | 2023 | UNKNOWN |  | Region 3 |  |  |  | Locked Funds | Locked Funds Pool |  | 2023-12-31 | 2023-12-31 | 2023-12-31 |  | RTB | RTB |  | LOCKED | 0 | 0 | POOL |  |  |  |  | 2023-12-31 | 2023-12-31 | 2023-12-31 | 2023-12-31 | 0
23300001 | 2023 | RXL2022 |  | Energy |  |  |  | Staged Funds | Staged Funds Pool |  | 2023-12-31 | 2023-12-31 | 2023-12-31 |  | PR/1 | PR/1/03 |  | STAGED | 0 | 0 | POOL |  |  |  |  | 2023-12-31 | 2023-12-31 | 2023-12-31 | 2023-12-31 | 0
23300002 | 2023 | RXL2022 |  | Energy |  |  |  | Staged Funds | Staged Funds Pool |  | 2023-12-31 | 2023-12-31 | 2023-12-31 |  | PR/2 | PR/2/03 |  | STAGED | 0 | 0 | POOL |  |  |  |  | 2023-12-31 | 2023-12-31 | 2023-12-31 | 2023-12-31 | 0
23300003 | 2023 | RXL2022 |  | National |  |  |  | Staged Funds | Staged Funds Pool |  | 2023-12-31 | 2023-12-31 | 2023-12-31 |  | PR/1 | PR/1/04 |  | STAGED | 0 | 0 | POOL |  |  |  |  | 2023-12-31 | 2023-12-31 | 2023-12-31 | 2023-12-31 | 0
23300004 | 2023 | RXL2022 |  | National |  |  |  | Staged Funds | Staged Funds Pool |  | 2023-12-31 | 2023-12-31 | 2023-12-31 |  | PR/2 | PR/2/04 |  | STAGED | 0 | 0 | POOL |  |  |  |  | 2023-12-31 | 2023-12-31 | 2023-12-31 | 2023-12-31 | 0
23300005 | 2023 | RXL2022 |  | National |  |  |  | Staged Funds | Staged Funds Pool |  | 2023-12-31 | 2023-12-31 | 2023-12-31 |  | PR/9 | PR/9/04 |  | STAGED | 0 | 0 | POOL |  |  |  |  | 2023-12-31 | 2023-12-31 | 2023-12-31 | 2023-12-31 | 0
23300006 | 2023 | RXL2022 |  | Region 1 |  |  |  | Staged Funds | Staged Funds Pool |  | 2023-12-31 | 2023-12-31 | 2023-12-31 |  | PR/1 | PR/1/02 |  | STAGED | 0 | 0 | POOL |  |  |  |  | 2023-12-31 | 2023-12-31 | 2023-12-31 | 2023-12-31 | 0
23300007 | 2023 | RXL2022 |  | Region 1 |  |  |  | Staged Funds | Staged Funds Pool |  | 2023-12-31 | 2023-12-31 | 2023-12-31 |  | PR/1 | PR/1/03 |  | STAGED | 0 | 0 | POOL |  |  |  |  | 2023-12-31 | 2023-12-31 | 2023-12-31 | 2023-12-31 | 0
23300008 | 2023 | RXL2022 |  | Region 1 |  |  |  | Staged Funds | Staged Funds Pool |  | 2023-12-31 | 2023-12-31 | 2023-12-31 |  | PR/1 | PR/1/04 |  | STAGED | 0 | 0 | POOL |  |  |  |  | 2023-12-31 | 2023-12-31 | 2023-12-31 | 2023-12-31 | 0
23300009 | 2023 | RXL2022 |  | Region 1 |  |  |  | Staged Funds | Staged Funds Pool |  | 2023-12-31 | 2023-12-31 | 2023-12-31 |  | PR/1 | PR/1/05 |  | STAGED | 0 | 0 | POOL |  |  |  |  | 2023-12-31 | 2023-12-31 | 2023-12-31 | 2023-12-31 | 0
23300010 | 2023 | RXL2022 |  | Region 1 |  |  |  | Staged Funds | Staged Funds Pool |  | 2023-12-31 | 2023-12-31 | 2023-12-31 |  | PR/1 | PR/1/06 |  | STAGED | 0 | 0 | POOL |  |  |  |  | 2023-12-31 | 2023-12-31 | 2023-12-31 | 2023-12-31 | 0
23300011 | 2023 | RXL2022 |  | Region 1 |  |  |  | Staged Funds | Staged Funds Pool |  | 2023-12-31 | 2023-12-31 | 2023-12-31 |  | PR/2 | PR/2/04 |  | STAGED | 0 | 0 | POOL |  |  |  |  | 2023-12-31 | 2023-12-31 | 2023-12-31 | 2023-12-31 | 0
23300012 | 2023 | RXL2022 |  | Region 1 |  |  |  | Staged Funds | Staged Funds Pool |  | 2023-12-31 | 2023-12-31 | 2023-12-31 |  | PR/2 | PR/2/05 |  | STAGED | 0 | 0 | POOL |  |  |  |  | 2023-12-31 | 2023-12-31 | 2023-12-31 | 2023-12-31 | 0
23300013 | 2023 | RXL2022 |  | Region 1 |  |  |  | Staged Funds | Staged Funds Pool |  | 2023-12-31 | 2023-12-31 | 2023-12-31 |  | PR/3 | PR/3/03 |  | STAGED | 0 | 0 | POOL |  |  |  |  | 2023-12-31 | 2023-12-31 | 2023-12-31 | 2023-12-31 | 0
23300014 | 2023 | RXL2022 |  | Region 1 |  |  |  | Staged Funds | Staged Funds Pool |  | 2023-12-31 | 2023-12-31 | 2023-12-31 |  | PR/3 | PR/3/05 |  | STAGED | 0 | 0 | POOL |  |  |  |  | 2023-12-31 | 2023-12-31 | 2023-12-31 | 2023-12-31 | 0
23300015 | 2023 | RXL2022 |  | Region 1 |  |  |  | Staged Funds | Staged Funds Pool |  | 2023-12-31 | 2023-12-31 | 2023-12-31 |  | PR/3 | PR/3/13 |  | STAGED | 0 | 0 | POOL |  |  |  |  | 2023-12-31 | 2023-12-31 | 2023-12-31 | 2023-12-31 | 0
23300016 | 2023 | RXL2022 |  | Region 1 |  |  |  | Staged Funds | Staged Funds Pool |  | 2023-12-31 | 2023-12-31 | 2023-12-31 |  | PR/8 | PR/8/02 |  | STAGED | 0 | 0 | POOL |  |  |  |  | 2023-12-31 | 2023-12-31 | 2023-12-31 | 2023-12-31 | 0
23300017 | 2023 | RXL2022 |  | Region 1 |  |  |  | Staged Funds | Staged Funds Pool |  | 2023-12-31 | 2023-12-31 | 2023-12-31 |  | PR/8 | PR/8/04 |  | STAGED | 0 | 0 | POOL |  |  |  |  | 2023-12-31 | 2023-12-31 | 2023-12-31 | 2023-12-31 | 0
23300018 | 2023 | RXL2022 |  | Region 1 |  |  |  | Staged Funds | Staged Funds Pool |  | 2023-12-31 | 2023-12-31 | 2023-12-31 |  | PR/8 | PR/8/06 |  | STAGED | 0 | 0 | POOL |  |  |  |  | 2023-12-31 | 2023-12-31 | 2023-12-31 | 2023-12-31 | 0
23300019 | 2023 | RXL2022 |  | Region 2 |  |  |  | Staged Funds | Staged Funds Pool |  | 2023-12-31 | 2023-12-31 | 2023-12-31 |  | PR/1 | PR/1/10 |  | STAGED | 0 | 0 | POOL |  |  |  |  | 2023-12-31 | 2023-12-31 | 2023-12-31 | 2023-12-31 | 0
23300020 | 2023 | RXL2022 |  | Region 2 |  |  |  | Staged Funds | Staged Funds Pool |  | 2023-12-31 | 2023-12-31 | 2023-12-31 |  | PR/2 | PR/2/04 |  | STAGED | 0 | 0 | POOL |  |  |  |  | 2023-12-31 | 2023-12-31 | 2023-12-31 | 2023-12-31 | 0
23300021 | 2023 | RXL2022 |  | Region 2 |  |  |  | Staged Funds | Staged Funds Pool |  | 2023-12-31 | 2023-12-31 | 2023-12-31 |  | PR/2 | PR/2/05 |  | STAGED | 0 | 0 | POOL |  |  |  |  | 2023-12-31 | 2023-12-31 | 2023-12-31 | 2023-12-31 | 0
23300022 | 2023 | RXL2022 |  | Region 2 |  |  |  | Staged Funds | Staged Funds Pool |  | 2023-12-31 | 2023-12-31 | 2023-12-31 |  | PR/2 | PR/2/10 |  | STAGED | 0 | 0 | POOL |  |  |  |  | 2023-12-31 | 2023-12-31 | 2023-12-31 | 2023-12-31 | 0
23300023 | 2023 | RXL2022 |  | Region 2 |  |  |  | Staged Funds | Staged Funds Pool |  | 2023-12-31 | 2023-12-31 | 2023-12-31 |  | PR/3 | PR/3/05 |  | STAGED | 0 | 0 | POOL |  |  |  |  | 2023-12-31 | 2023-12-31 | 2023-12-31 | 2023-12-31 | 0
23300024 | 2023 | RXL2022 |  | Region 2 |  |  |  | Staged Funds | Staged Funds Pool |  | 2023-12-31 | 2023-12-31 | 2023-12-31 |  | PR/3 | PR/3/13 |  | STAGED | 0 | 0 | POOL |  |  |  |  | 2023-12-31 | 2023-12-31 | 2023-12-31 | 2023-12-31 | 0
23300025 | 2023 | RXL2022 |  | Region 3 |  |  |  | Staged Funds | Staged Funds Pool |  | 2023-12-31 | 2023-12-31 | 2023-12-31 |  | PR/1 | PR/1/02 |  | STAGED | 0 | 0 | POOL |  |  |  |  | 2023-12-31 | 2023-12-31 | 2023-12-31 | 2023-12-31 | 0
23300026 | 2023 | RXL2022 |  | Region 3 |  |  |  | Staged Funds | Staged Funds Pool |  | 2023-12-31 | 2023-12-31 | 2023-12-31 |  | PR/2 | PR/2/02 |  | STAGED | 0 | 0 | POOL |  |  |  |  | 2023-12-31 | 2023-12-31 | 2023-12-31 | 2023-12-31 | 0
23300027 | 2023 | RXL2022 |  | Region 3 |  |  |  | Staged Funds | Staged Funds Pool |  | 2023-12-31 | 2023-12-31 | 2023-12-31 |  | PR/2 | PR/2/04 |  | STAGED | 0 | 0 | POOL |  |  |  |  | 2023-12-31 | 2023-12-31 | 2023-12-31 | 2023-12-31 | 0
23300028 | 2023 | RXL2022 |  | Region 3 |  |  |  | Staged Funds | Staged Funds Pool |  | 2023-12-31 | 2023-12-31 | 2023-12-31 |  | PR/2 | PR/2/07 |  | STAGED | 0 | 0 | POOL |  |  |  |  | 2023-12-31 | 2023-12-31 | 2023-12-31 | 2023-12-31 | 0
23300029 | 2023 | RXL2022 |  | Region 3 |  |  |  | Staged Funds | Staged Funds Pool |  | 2023-12-31 | 2023-12-31 | 2023-12-31 |  | PR/2 | PR/2/10 |  | STAGED | 0 | 0 | POOL |  |  |  |  | 2023-12-31 | 2023-12-31 | 2023-12-31 | 2023-12-31 | 0
23300030 | 2023 | RXL2022 |  | Region 3 |  |  |  | Staged Funds | Staged Funds Pool |  | 2023-12-31 | 2023-12-31 | 2023-12-31 |  | PR/3 | PR/3/05 |  | STAGED | 0 | 0 | POOL |  |  |  |  | 2023-12-31 | 2023-12-31 | 2023-12-31 | 2023-12-31 | 0
23300031 | 2023 | RXL2022 |  | Region 3 |  |  |  | Staged Funds | Staged Funds Pool |  | 2023-12-31 | 2023-12-31 | 2023-12-31 |  | PR/3 | PR/3/13 |  | STAGED | 0 | 0 | POOL |  |  |  |  | 2023-12-31 | 2023-12-31 | 2023-12-31 | 2023-12-31 | 0